## Sheet1
PUBLIC WORKS COMMISSION
Fayetteville North Carolina
OVERHEAD Specifications and Bid Documents - Labor and Equipment Contract
Annual Construction Services Contract
PWC2526001 Annual Overhead Construction
ASSEMBLY GROUP 1 - POLES
Compatible Unit | Compatible Unit Description | Index Section | Estimated Annual Usage | INSTALL-HOT | INSTALL-COLD | REMOVE-HOT | REMOVE-COLD | TRANSFER-HOT | TRANSFER-COLD | INSTALL-HOT | INSTALL-COLD | REMOVE-HOT | REMOVE-COLD | TRANSFER-HOT | TRANSFER-COLD | Sub-Total
|  |  |  | UNIT PRICE | UNIT PRICE | UNIT PRICE | UNIT PRICE | UNIT PRICE | UNIT PRICE
NOAUGERD | HAND DIGGING, ADD'L DEPTH FOR POLE EXC (DIST.LABOR ONLY | 1.1 | 5 | 0 | N/A | N/A | N/A | N/A | N/A | 0 | N/A | N/A | N/A | N/A | N/A | 0
PLUMBUP | STRAIGHTEN POLE TO VERTICAL | 1.1 | 5 | 0 | N/A | N/A | N/A | N/A | N/A | 0 | N/A | N/A | N/A | N/A | N/A | 0
POLEHOLD | HOLD POLE FOR ADJACENT CONSTRUCTION (LABOR ONLY) | 1.1 | 10 | 0 | N/A | N/A | N/A | N/A | N/A | 0 | N/A | N/A | N/A | N/A | N/A | 0
POLEKICK | LABOR REQUIRED TO KICK POLE 24" (LABOR ONLY) | 1.1 | 2 | 0 | N/A | N/A | N/A | N/A | N/A | 0 | N/A | N/A | N/A | N/A | N/A | 0
PULLSTUBT | PULL OLD TRANS STUB POLE - RANDOM LOCATIONS (REMOVAL LABOR ONLY) | 1.1 | 100 | N/A | N/A | N/A | 0 | N/A | N/A | N/A | N/A | N/A | 0 | N/A | N/A | 0
PULLSTUBRD | PULL OLD DIST STUB POLE - RANDOM LOCATIONS (REMOVAL LABOR ONLY) | 1.1 | 300 | N/A | N/A | N/A | 0 | N/A | N/A | N/A | N/A | N/A | 0 | N/A | N/A | 0
PW30C3 | POLE, WOOD, 30' CLASS 3-REMOVAL | 1.1 | 2 | N/A | N/A | 0 | 0 | N/A | N/A | N/A | N/A | 0 | 0 | N/A | N/A | 0
PW30C4 | POLE, WOOD, 30' CLASS 4-REMOVAL | 1.1 | 2 | N/A | N/A | 0 | 0 | N/A | N/A | N/A | N/A | 0 | 0 | N/A | N/A | 0
PW30C5 | POLE, WOOD, 30' CLASS 5 | 1.1 | 10 | 0 | 0 | 0 | 0 | N/A | N/A | 0 | 0 | 0 | 0 | N/A | N/A | 0
PW30C6 | POLE, WOOD, 30' CLASS 6-REMOVAL | 1.1 | 2 | N/A | N/A | 0 | 0 | N/A | N/A | N/A | N/A | 0 | 0 | N/A | N/A | 0
PW30C7 | POLE, WOOD, 30' CLASS 7-REMOVAL | 1.1 | 2 | N/A | N/A | 0 | 0 | N/A | N/A | N/A | N/A | 0 | 0 | N/A | N/A | 0
PW35C3 | POLE, WOOD, 35' CLASS 3 | 1.1 | 2 | 0 | 0 | 0 | 0 | N/A | N/A | 0 | 0 | 0 | 0 | N/A | N/A | 0
PW35C4 | POLE, WOOD, 35' CLASS 4 REMOVAL | 1.1 | 2 | N/A | N/A | 0 | 0 | N/A | N/A | N/A | N/A | 0 | 0 | N/A | N/A | 0
PW35C5 | POLE, WOOD, 35' CLASS 5 | 1.1 | 10 | 0 | 0 | 0 | 0 | N/A | N/A | 0 | 0 | 0 | 0 | N/A | N/A | 0
PW35C6 | POLE, WOOD, 35' CLASS 6-REMOVAL | 1.1 | 2 | N/A | N/A | 0 | 0 | N/A | N/A | N/A | N/A | 0 | 0 | N/A | N/A | 0
PW40C2 | POLE, WOOD, 40' CLASS 2 | 1.1 | 2 | 0 | 0 | 0 | 0 | N/A | N/A | 0 | 0 | 0 | 0 | N/A | N/A | 0
PW40C3 | POLE, WOOD, 40' CLASS 3-REMOVAL | 1.1 | 2 | N/A | N/A | 0 | 0 | N/A | N/A | N/A | N/A | 0 | 0 | N/A | N/A | 0
PW40C4 | POLE, WOOD, 40' CLASS 4 | 1.1 | 35 | 0 | 0 | 0 | 0 | N/A | N/A | 0 | 0 | 0 | 0 | N/A | N/A | 0
OVERHEAD DISTRIBUTION CONSTRUCTION
ASSEMBLY GROUP 1 - POLES
Compatible Unit | Compatible Unit Description | Index Section | Estimated Annual Usage | INSTALL-HOT | INSTALL-COLD | REMOVE-HOT | REMOVE-COLD | TRANSFER-HOT | TRANSFER-COLD | INSTALL-HOT | INSTALL-COLD | REMOVE-HOT | REMOVE-COLD | TRANSFER-HOT | TRANSFER-COLD | Sub-Total
|  |  |  | UNIT PRICE | UNIT PRICE | UNIT PRICE | UNIT PRICE | UNIT PRICE | UNIT PRICE
PW40C5 | POLE, WOOD, 40' CLASS 5-REMOVAL | 1.1 | 2 | N/A | N/A | 0 | 0 | N/A | N/A | N/A | N/A | 0 | 0 | N/A | N/A | 0
PW45C1 | POLE, WOOD, 45' CLASS 1 | 1.1 | 2 | 0 | 0 | 0 | 0 | N/A | N/A | 0 | 0 | 0 | 0 | N/A | N/A | 0
PW45C2 | POLE, WOOD, 45' CLASS 2-REMOVAL | 1.1 | 2 | N/A | N/A | 0 | 0 | N/A | N/A | N/A | N/A | 0 | 0 | N/A | N/A | 0
PW45C3 | POLE, WOOD, 45' CLASS 3 | 1.1 | 40 | 0 | 0 | N/A | N/A | N/A | N/A | 0 | 0 | N/A | N/A | N/A | N/A | 0
PW45C3 | POLE, WOOD, 45' CLASS 3 | 1.1 | 60 | N/A | N/A | 0 | 0 | N/A | N/A | N/A | N/A | 0 | 0 | N/A | N/A | 0
PW45C4 | POLE, WOOD, 45' CLASS 4-REMOVAL | 1.1 | 2 | N/A | N/A | 0 | 0 | N/A | N/A | N/A | N/A | 0 | 0 | N/A | N/A | 0
PW45C5 | POLE, WOOD, 45' CLASS 5-REMOVAL | 1.1 | 2 | N/A | N/A | 0 | 0 | N/A | N/A | N/A | N/A | 0 | 0 | N/A | N/A | 0
PW50C1 | POLE, WOOD, 50' CLASS 1 | 1.1 | 5 | 0 | 0 | 0 | 0 | N/A | N/A | 0 | 0 | 0 | 0 | N/A | N/A | 0
PW50C2 | POLE, WOOD, 50' CLASS 2-REMOVAL | 1.1 | 2 | N/A | N/A | 0 | 0 | N/A | N/A | N/A | N/A | 0 | 0 | N/A | N/A | 0
PW50C3 | POLE, WOOD, 50' CLASS 3 | 1.1 | 5 | 0 | 0 | N/A | N/A | N/A | N/A | 0 | 0 | N/A | N/A | N/A | N/A | 0
PW50C3 | POLE, WOOD, 50' CLASS 3 | 1.1 | 20 | N/A | N/A | 0 | 0 | N/A | N/A | N/A | N/A | 0 | 0 | N/A | N/A | 0
PW50C4 | POLE, WOOD, 50' CLASS 4-REMOVAL | 1.1 | 2 | N/A | N/A | 0 | 0 | N/A | N/A | N/A | N/A | 0 | 0 | N/A | N/A | 0
PW55C1 | POLE, WOOD, 55' CLASS 1 | 1.1 | 5 | 0 | 0 | 0 | 0 | N/A | N/A | 0 | 0 | 0 | 0 | N/A | N/A | 0
PW55C2 | POLE, WOOD, 55' CLASS 2 REMOVAL | 1.1 | 2 | N/A | N/A | 0 | 0 | N/A | N/A | N/A | N/A | 0 | 0 | N/A | N/A | 0
PW55C3 | POLE, WOOD, 55' CLASS 3 | 1.1 | 5 | 0 | 0 | N/A | N/A | N/A | N/A | 0 | 0 | N/A | N/A | N/A | N/A | 0
PW55C3 | POLE, WOOD, 55' CLASS 3 | 1.1 | 20 | N/A | N/A | 0 | 0 | N/A | N/A | N/A | N/A | 0 | 0 | N/A | N/A | 0
PW55C4 | POLE, WOOD, 55' CLASS 4-REMOVAL | 1.1 | 2 | N/A | N/A | 0 | 0 | N/A | N/A | N/A | N/A | 0 | 0 | N/A | N/A | 0
PW60C1 | POLE, WOOD, 60' CLASS 1 | 1.1 | 5 | 0 | 0 | 0 | 0 | N/A | N/A | 0 | 0 | 0 | 0 | N/A | N/A | 0
PW60C2 | POLE, WOOD, 60' CLASS 2-REMOVAL | 1.1 | 2 | N/A | N/A | 0 | 0 | N/A | N/A | N/A | N/A | 0 | 0 | N/A | N/A | 0
PW60C3 | POLE, WOOD, 60' CLASS 3-REMOVAL | 1.1 | 2 | N/A | N/A | 0 | 0 | N/A | N/A | N/A | N/A | 0 | 0 | N/A | N/A | 0
RCITYP | REMOVE "CITY OF FAYETTEVILLE' POLES <50' | 1.1 | 5 | N/A | N/A | N/A | 0 | N/A | N/A | N/A | N/A | N/A | 0 | N/A | N/A | 0
OVERHEAD DISTRIBUTION CONSTRUCTION
ASSEMBLY GROUP 1 - POLES
Compatible Unit | Compatible Unit Description | Index Section | Estimated Annual Usage | INSTALL-HOT | INSTALL-COLD | REMOVE-HOT | REMOVE-COLD | TRANSFER-HOT | TRANSFER-COLD | INSTALL-HOT | INSTALL-COLD | REMOVE-HOT | REMOVE-COLD | TRANSFER-HOT | TRANSFER-COLD | Sub-Total
|  |  |  | UNIT PRICE | UNIT PRICE | UNIT PRICE | UNIT PRICE | UNIT PRICE | UNIT PRICE
RECANT | ROTATE POLE TO 90 DEGREES (LABOR ONLY) | 1.1 | 2 | 0 | N/A | N/A | N/A | N/A | N/A | 0 | N/A | N/A | N/A | N/A | N/A | 0
SAMEHOLE | SET NEW POLE IN OLD POLE HOLE (LABOR ONLY) | 1.1 | 2 | 0 | N/A | N/A | N/A | N/A | N/A | 0 | N/A | N/A | N/A | N/A | N/A | 0
SAWPOLE | SAW TOP FROM POLE REMOVAL (LABOR ONLY) | 1.1 | 25 | 0 | N/A | N/A | N/A | N/A | N/A | 0 | N/A | N/A | N/A | N/A | N/A | 0
SETDEEP | LABOR AND EQUIP REQUIRED TO EXCAVATE & SET POLE 1 FT DEEPER | 1.1 | 10 | 0 | N/A | N/A | N/A | N/A | N/A | 0 | N/A | N/A | N/A | N/A | N/A | 0
TOPTREAT | POLE TOP TREATMENT | 1.1 | 5 | 0 | N/A | N/A | N/A | N/A | N/A | 0 | N/A | N/A | N/A | N/A | N/A | 0
POLEDRILL | DRILL HOLES IN STEEL POLE (LABOR ONLY) | 1.3 | 20 | 0 | N/A | N/A | N/A | N/A | N/A | 0 | N/A | N/A | N/A | N/A | N/A | 0
POLEDRILLD | DRILL HOLES IN DUCTILE IRON POLE (LABOR ONLY) | 1.3 | 100 | 0 | N/A | N/A | N/A | N/A | N/A | 0 | N/A | N/A | N/A | N/A | N/A | 0
PD45XX | POLE,DUCTILE IRON, 45' | 1.3 | 20 | 0 | 0 | N/A | N/A | N/A | N/A | 0 | 0 | N/A | N/A | N/A | N/A | 0
PD50XX | POLE,DUCTILE IRON, 50' | 1.3 | 60 | 0 | 0 | N/A | N/A | N/A | N/A | 0 | 0 | N/A | N/A | N/A | N/A | 0
PD55XX | POLE,DUCTILE IRON, 55' | 1.3 | 20 | 0 | 0 | N/A | N/A | N/A | N/A | 0 | 0 | N/A | N/A | N/A | N/A | 0
PS45042 | POLE, TUBULAR GALVANIZED STEEL, 45', S-04.2 | 1.3 | 5 | 0 | 0 | 0 | 0 | N/A | N/A | 0 | 0 | 0 | 0 | N/A | N/A | 0
PS45SP | POLE, STEEL, 45 CLASS - AS SPECIFIED (LABOR ONLY) | 1.3 | 2 | 0 | 0 | 0 | 0 | N/A | N/A | 0 | 0 | 0 | 0 | N/A | N/A | 0
PS50SP | POLE, STEEL, 50 CLASS - AS SPECIFIED (LABOR ONLY) | 1.3 | 2 | 0 | 0 | 0 | 0 | N/A | N/A | 0 | 0 | 0 | 0 | N/A | N/A | 0
PS55042 | POLE,TUBULAR GALVANIZED STEEL, 55', S-04.2 | 1.3 | 2 | 0 | 0 | 0 | 0 | N/A | N/A | 0 | 0 | 0 | 0 | N/A | N/A | 0
PS60042 | POLE, TUBULAR GALVANIZED STEEL, 60', S-04.2 | 1.3 | 2 | 0 | 0 | 0 | 0 | N/A | N/A | 0 | 0 | 0 | 0 | N/A | N/A | 0
PS60SP | POLE, STEEL, 60 CLASS - AS SPECIFIED (LABOR ONLY) | 1.3 | 2 | 0 | 0 | 0 | 0 | N/A | N/A | 0 | 0 | 0 | 0 | N/A | N/A | 0
PC45X1 | POLE, CONCRETE, 45', CLASS 1 | 1.4 | 2 | 0 | 0 | 0 | 0 | N/A | N/A | 0 | 0 | 0 | 0 | N/A | N/A | 0
PC45X2 | POLE, CONCRETE, 45', CLASS 2 | 1.4 | 2 | 0 | 0 | 0 | 0 | N/A | N/A | 0 | 0 | 0 | 0 | N/A | N/A | 0
OVERHEAD DISTRIBUTION CONSTRUCTION
ASSEMBLY GROUP 2 - GROUNDING
Compatible Unit | Compatible Unit Description | Index Section | Estimated Annual Usage | INSTALL-HOT | INSTALL-COLD | REMOVE-HOT | REMOVE-COLD | TRANSFER-HOT | TRANSFER-COLD | INSTALL-HOT | INSTALL-COLD | REMOVE-HOT | REMOVE-COLD | TRANSFER-HOT | TRANSFER-COLD | Sub-Total
|  |  |  | UNIT PRICE | UNIT PRICE | UNIT PRICE | UNIT PRICE | UNIT PRICE | UNIT PRICE
GND110S | GROUNDING, DRIVEN, 1-10' ROD | 2.1 | 2 | N/A | 0 | N/A | 0 | N/A | N/A | N/A | 0 | N/A | 0 | N/A | N/A | 0
GND210S | GROUNDING, DRIVEN, 2 - 10' RODS | 2.1 | 25 | N/A | 0 | N/A | 0 | N/A | N/A | N/A | 0 | N/A | 0 | N/A | N/A | 0
GND28S | GROUNDING, DRIVEN, 2-8' RODS REMOVAL ONLY | 2.1 | 2 | N/A | N/A | N/A | 0 | N/A | N/A | N/A | N/A | N/A | 0 | N/A | N/A | 0
GND310S | GROUNDING, DRIVEN, 3-10' RODS | 2.1 | 2 | N/A | 0 | N/A | 0 | N/A | N/A | N/A | 0 | N/A | 0 | N/A | N/A | 0
GND310S-SP | STEEL POLE, DRIVEN GROUND, 3-10' SECTIONS, #2 CU | 2.1 | 5 | N/A | 0 | N/A | 0 | N/A | N/A | N/A | 0 | N/A | 0 | N/A | N/A | 0
GND310ST | GROUNDING, DRIVEN, 3-10' RODS (TINNED) | 2.1 | 5 | N/A | 0 | N/A | 0 | N/A | N/A | N/A | 0 | N/A | 0 | N/A | N/A | 0
GND310ST-SP | STEEL POLE, DRIVEN GROUND, 3-10' SECTIONS, #2 CU (TINNED) | 2.1 | 5 | N/A | 0 | N/A | 0 | N/A | N/A | N/A | 0 | N/A | 0 | N/A | N/A | 0
GNDGRD1 | GROUNDING, POLE REPLACEMENT, (For Repairing Pole Grounds) | 2.1 | 10 | N/A | 0 | N/A | 0 | N/A | N/A | N/A | 0 | N/A | 0 | N/A | N/A | 0
GNDPC2T | GROUND WIRE FOR CONCRETE POLES | 2.1 | 2 | N/A | 0 | N/A | 0 | N/A | N/A | N/A | 0 | N/A | 0 | N/A | N/A | 0
GNDPS2 | GROUNDING, STEEL POLE TO GROUND ROD | 2.1 | 10 | N/A | 0 | N/A | 0 | N/A | N/A | N/A | 0 | N/A | 0 | N/A | N/A | 0
GND20APP | GROUNDING, 2/0 APPARATUS | 2.2 | 10 | N/A | 0 | N/A | 0 | N/A | N/A | N/A | 0 | N/A | 0 | N/A | N/A | 0
OVERHEAD DISTRIBUTION CONSTRUCTION
ASSEMBLY GROUP 3 - INSULATORS
Compatible Unit | Compatible Unit Description | Index Section | Estimated Annual Usage | INSTALL-HOT | INSTALL-COLD | REMOVE-HOT | REMOVE-COLD | TRANSFER-HOT | TRANSFER-COLD | INSTALL-HOT | INSTALL-COLD | REMOVE-HOT | REMOVE-COLD | TRANSFER-HOT | TRANSFER-COLD | Sub-Total
|  |  |  | UNIT PRICE | UNIT PRICE | UNIT PRICE | UNIT PRICE | UNIT PRICE | UNIT PRICE
IDE600B | INSULATOR, SECONDARY DEADEND, PORCELAIN, 600V, W/ EYEBOLT | 3.1 | 5 | 0 | 0 | 0 | 0 | 0 | 0 | 0 | 0 | 0 | 0 | 0 | 0 | 0
IAA25C | INSULATOR, ANGLE ASSEMBLY, 25KV, W/ EYENUT | 3.2 | 5 | N/A | N/A | 0 | 0 | N/A | N/A | N/A | N/A | 0 | 0 | N/A | N/A | 0
IAA35C | INSULATOR, ANGLE ASSEMBLY, 35KV, W/ EYENUT | 3.2 | 5 | 0 | 0 | 0 | 0 | 0 | 0 | 0 | 0 | 0 | 0 | 0 | 0 | 0
IAA25CB | INSULATOR, ANGLE ASSEMBLY, 25KV, W/ EYEBOLT | 3.2 | 5 | N/A | N/A | 0 | 0 | N/A | N/A | N/A | N/A | 0 | 0 | N/A | N/A | 0
IAA35CB | INSULATOR, ANGLE ASSEMBLY, 35KV, W/ EYEBOLT | 3.2 | 5 | 0 | 0 | 0 | 0 | 0 | 0 | 0 | 0 | 0 | 0 | 0 | 0 | 0
IAA25P | INSULATOR, ANGLE ASSEMBLY, PORCELAIN, 25KV, W/ EYENUT REMOVA | 3.2 | 3 | N/A | N/A | 0 | 0 | N/A | N/A | N/A | N/A | 0 | 0 | N/A | N/A | 0
IDDEC25 | INSULATOR, DOUBLE DEADEND, 25KV | 3.2 | 5 | N/A | N/A | 0 | 0 | N/A | N/A | N/A | N/A | 0 | 0 | N/A | N/A | 0
IDDEC35 | INSULATOR, DOUBLE DEADEND, 35KV | 3.2 | 5 | 0 | 0 | 0 | 0 | 0 | 0 | 0 | 0 | 0 | 0 | 0 | 0 | 0
IDE25H | INSULATOR, DEADEND, 25KV, HEAVY-DUTY (3-10" DISC) | 3.2 | 5 | 0 | 0 | 0 | 0 | 0 | 0 | 0 | 0 | 0 | 0 | 0 | 0 | 0
IDE25H2 | INSULATOR, DEADEND, 25KV, HEAVY DUTY | 3.2 | 5 | 0 | 0 | 0 | 0 | 0 | 0 | 0 | 0 | 0 | 0 | 0 | 0 | 0
IDE25XC | INSULATOR, DEADEND, 25KV, EXTENDED, COMPOSITE | 3.2 | 5 | N/A | N/A | 0 | 0 | N/A | N/A | N/A | N/A | 0 | 0 | N/A | N/A | 0
IDE25XP | INSULATOR, DEADEND, PORCELAIN, 25KV W/ EYENUT REMOVAL | 3.2 | 5 | N/A | N/A | 0 | 0 | N/A | N/A | N/A | N/A | 0 | 0 | N/A | N/A | 0
IDEC25 | INSULATOR, DEADEND, 25KV, W/EYENUT | 3.2 | 5 | N/A | N/A | 0 | 0 | N/A | N/A | N/A | N/A | 0 | 0 | N/A | N/A | 0
IDEC35 | INSULATOR, DEADEND, 35KV, W/EYENUT | 3.2 | 300 | 0 | 0 | 0 | 0 | 0 | 0 | 0 | 0 | 0 | 0 | 0 | 0 | 0
IDEC25B | INSULATOR, DEADEND, 25KV, COMPOSITE, W/ EYEBOLT | 3.2 | 5 | N/A | N/A | 0 | 0 | N/A | N/A | N/A | N/A | 0 | 0 | N/A | N/A | 0
IDEC35B | INSULATOR, DEADEND, 35KV, COMPOSITE, W/ EYEBOLT | 3.2 | 10 | 0 | 0 | 0 | 0 | 0 | 0 | 0 | 0 | 0 | 0 | 0 | 0 | 0
IDEIL25 | INSULATOR DEADEND, INLINE 25KV | 3.2 | 3 | N/A | N/A | 0 | 0 | N/A | N/A | N/A | N/A | 0 | 0 | N/A | N/A | 0
IDEIL35 | INSULATOR DEADEND, INLINE 35KV | 3.2 | 3 | 0 | 0 | 0 | 0 | 0 | 0 | 0 | 0 | 0 | 0 | 0 | 0 | 0
IDEP15 | INSULATOR, PORCELAIN DEADEND, 15KV REMOVAL | 3.2 | 3 | N/A | N/A | 0 | 0 | N/A | N/A | N/A | N/A | 0 | 0 | N/A | N/A | 0
IDEP25 | INSULATOR, DEADEND, PORCELAIN 25KV, W/ EYENUT | 3.2 | 5 | 0 | 0 | 0 | 0 | 0 | 0 | 0 | 0 | 0 | 0 | 0 | 0 | 0
IDEP25M | INSULATOR, DEADEND, PORCELAIN, 25KV, W/ EYENUT (4 BELLS)REMO | 3.2 | 3 | N/A | N/A | 0 | 0 | N/A | N/A | N/A | N/A | 0 | 0 | N/A | N/A | 0
IDPTP25 | INSULATOR, DOUBLE POLE TOP PIN, 25KV | 3.2 | 10 | 0 | 0 | 0 | 0 | 0 | 0 | 0 | 0 | 0 | 0 | 0 | 0 | 0
INOFF18 | INSULATOR, NEUTRAL OFFSET BRACKET, 7.5KV | 3.2 | 3 | 0 | 0 | 0 | 0 | 0 | 0 | 0 | 0 | 0 | 0 | 0 | 0 | 0
OVERHEAD DISTRIBUTION CONSTRUCTION
ASSEMBLY GROUP 3 - INSULATORS
Compatible Unit | Compatible Unit Description | Index Section | Estimated Annual Usage | INSTALL-HOT | INSTALL-COLD | REMOVE-HOT | REMOVE-COLD | TRANSFER-HOT | TRANSFER-COLD | INSTALL-HOT | INSTALL-COLD | REMOVE-HOT | REMOVE-COLD | TRANSFER-HOT | TRANSFER-COLD | Sub-Total
|  |  |  | UNIT PRICE | UNIT PRICE | UNIT PRICE | UNIT PRICE | UNIT PRICE | UNIT PRICE
INSDLB25 | DOWN LEAD BRACKET, INSULATED, 25KV | 3.2 | 5 | 0 | 0 | 0 | 0 | 0 | 0 | 0 | 0 | 0 | 0 | 0 | 0 | 0
IOBCT25 | INSULATOR, CLAMP TOP, W/ OFFSET BRACKETS, 25KV | 3.2 | 6 | 0 | 0 | 0 | 0 | 0 | 0 | 0 | 0 | 0 | 0 | 0 | 0 | 0
IOBCT25A | INSULATOR, CLAMP TOP, W/ OFFSET BRACKETRS, 25KV | 3.2 | 6 | 0 | 0 | 0 | 0 | 0 | 0 | 0 | 0 | 0 | 0 | 0 | 0 | 0
IOBCT25B | INSULATOR, CLAMP TOP, W/ OFFSET BRACKET, 25KV | 3.2 | 3 | 0 | 0 | 0 | 0 | 0 | 0 | 0 | 0 | 0 | 0 | 0 | 0 | 0
IOBLP25 | INSULATOR, TIE TOP, W/ OFFSET BRACKET, 25KV | 3.2 | 3 | 0 | 0 | 0 | 0 | 0 | 0 | 0 | 0 | 0 | 0 | 0 | 0 | 0
IOBLP25A | INSULATOR, TIE TOP, W/ OFFSET BRACKETS, 25KV | 3.2 | 3 | 0 | 0 | 0 | 0 | 0 | 0 | 0 | 0 | 0 | 0 | 0 | 0 | 0
IOBLP25B | INSULATOR, TIETOP, W/ OFFSET BRACKET, 25KV | 3.2 | 3 | 0 | 0 | 0 | 0 | 0 | 0 | 0 | 0 | 0 | 0 | 0 | 0 | 0
IPAA25 | INSULATOR ON ANGLE PIN, 25KV | 3.2 | 6 | 0 | 0 | 0 | 0 | 0 | 0 | 0 | 0 | 0 | 0 | 0 | 0 | 0
IPIA25 | INSULATOR, PIN IN ARM, 25KV | 3.2 | 15 | 0 | 0 | 0 | 0 | 0 | 0 | 0 | 0 | 0 | 0 | 0 | 0 | 0
IPIA35 | INSULATOR, PIN IN ARM, 35KV | 3.2 | 5 | 0 | 0 | 0 | 0 | 0 | 0 | 0 | 0 | 0 | 0 | 0 | 0 | 0
IPIP25 | INSULATOR, PIN IN POLE, 25KV | 3.2 | 2 | 0 | 0 | 0 | 0 | 0 | 0 | 0 | 0 | 0 | 0 | 0 | 0 | 0
IPIS25 | INSULATOR, PIN IN STEEL, 25KV | 3.2 | 3 | 0 | 0 | 0 | 0 | 0 | 0 | 0 | 0 | 0 | 0 | 0 | 0 | 0
IPIS35 | INSULATOR, PIN IN STEEL, 35KV | 3.2 | 5 | 0 | 0 | 0 | 0 | 0 | 0 | 0 | 0 | 0 | 0 | 0 | 0 | 0
IPTP35 | INSULATOR, POLE TOP PIN, 35KV | 3.2 | 5 | 0 | 0 | 0 | 0 | 0 | 0 | 0 | 0 | 0 | 0 | 0 | 0 | 0
ISPACER | INSULATED SPACER | 3.2 | 3 | 0 | 0 | 0 | 0 | N/A | N/A | 0 | 0 | 0 | 0 | N/A | N/A | 0
ISPTP15 | INSULATOR, SINGLE POLE TOP PIN, 15KV REMOVAL | 3.2 | 3 | N/A | N/A | 0 | 0 | N/A | N/A | N/A | N/A | 0 | 0 | N/A | N/A | 0
ISPTP25 | INSULATOR, SINGLE POLE TOP PIN, 25KV | 3.2 | 10 | 0 | 0 | 0 | 0 | 0 | 0 | 0 | 0 | 0 | 0 | 0 | 0 | 0
IWBC25 | INSULATOR, WIDE BASE CLAMP, 25KV | 3.2 | 6 | 0 | 0 | 0 | 0 | 0 | 0 | 0 | 0 | 0 | 0 | 0 | 0 | 0
OVERHEAD DISTRIBUTION CONSTRUCTION
ASSEMBLY GROUP 3 - INSULATORS
Compatible Unit | Compatible Unit Description | Index Section | Estimated Annual Usage | INSTALL-HOT | INSTALL-COLD | REMOVE-HOT | REMOVE-COLD | TRANSFER-HOT | TRANSFER-COLD | INSTALL-HOT | INSTALL-COLD | REMOVE-HOT | REMOVE-COLD | TRANSFER-HOT | TRANSFER-COLD | Sub-Total
|  |  |  | UNIT PRICE | UNIT PRICE | UNIT PRICE | UNIT PRICE | UNIT PRICE | UNIT PRICE
IXPTP25 | INSULATOR, EXTENDED POLE TOP PIN, 25KV | 3.2 | 2 | N/A | N/A | 0 | 0 | N/A | N/A | N/A | N/A | 0 | 0 | N/A | N/A | 0
IAA600 | INSULATOR, SECONDARY ANGLE ASSEMBLY, PORCELAIN, 600V, W/ EYE | 3.3 | 5 | 0 | 0 | 0 | 0 | 0 | 0 | 0 | 0 | 0 | 0 | 0 | 0 | 0
IAA600B | INSULATOR, SECONDARY ANGLE ASSEMBLY, W/ EYEBOLT | 3.3 | 5 | 0 | 0 | 0 | 0 | 0 | 0 | 0 | 0 | 0 | 0 | 0 | 0 | 0
IDDE600 | INSULATOR, DOUBLE DEADEND, SECONDARY, 600V | 3.3 | 5 | 0 | 0 | 0 | 0 | 0 | 0 | 0 | 0 | 0 | 0 | 0 | 0 | 0
IDE600 | INSULATOR, DEADEND, 600V, SEC/NEUT | 3.3 | 5 | 0 | 0 | 0 | 0 | 0 | 0 | 0 | 0 | 0 | 0 | 0 | 0 | 0
IPIA15 | INSULATOR, PIN IN ARM, 15KV REMOVAL | 3.3 | 2 | N/A | N/A | 0 | 0 | N/A | N/A | N/A | N/A | 0 | 0 | N/A | N/A | 0
IPIA75 | INSULATOR, PIN IN ARM, 7.5KV | 3.3 | 2 | N/A | N/A | 0 | 0 | N/A | N/A | N/A | N/A | 0 | 0 | N/A | N/A | 0
IPIP15 | INSULATOR, PIN IN POLE, 15KV | 3.3 | 2 | 0 | 0 | 0 | 0 | 0 | 0 | 0 | 0 | 0 | 0 | 0 | 0 | 0
IPIS15 | INSULATOR, PIN IN STEEL, 15KV REMOVAL | 3.3 | 2 | N/A | N/A | 0 | 0 | N/A | N/A | N/A | N/A | 0 | 0 | N/A | N/A | 0
IPIS75 | INSULATOR, PIN IN STEEL, 7.5KV | 3.3 | 2 | N/A | N/A | 0 | 0 | N/A | N/A | N/A | N/A | 0 | 0 | N/A | N/A | 0
IPIS75L | INSULATOR, PIN IN STELL, 7.5KV, LONG SHANK | 3.3 | 2 | N/A | N/A | 0 | 0 | N/A | N/A | N/A | N/A | 0 | 0 | N/A | N/A | 0
IRW600 | INSULATED, REINFORCED WIREHOLDER (HOUSE KNOB) | 3.3 | 2 | N/A | 0 | N/A | 0 | N/A | 0 | N/A | 0 | N/A | 0 | N/A | 0 | 0
ISB600 | INSULATOR, SECONDARY/NEUTRAL 600V W/ UPSET BOLT | 3.3 | 2 | 0 | 0 | 0 | 0 | 0 | 0 | 0 | 0 | 0 | 0 | 0 | 0 | 0
ISC3W600 | INSULATOR, SECONDARY/NEUTRAL REMOVAL | 3.3 | 2 | N/A | N/A | 0 | 0 | N/A | N/A | N/A | N/A | 0 | 0 | N/A | N/A | 0
ISC600 | INSULATOR, SECONDARY/NEUTRAL | 3.3 | 25 | 0 | 0 | 0 | 0 | 0 | 0 | 0 | 0 | 0 | 0 | 0 | 0 | 0
OVERHEAD DISTRIBUTION CONSTRUCTION
ASSEMBLY GROUP 4 - SWITCHES
Compatible Unit | Compatible Unit Description | Index Section | Estimated Annual Usage | INSTALL-HOT | INSTALL-COLD | REMOVE-HOT | REMOVE-COLD | TRANSFER-HOT | TRANSFER-COLD | INSTALL-HOT | INSTALL-COLD | REMOVE-HOT | REMOVE-COLD | TRANSFER-HOT | TRANSFER-COLD | Sub-Total
|  |  |  | UNIT PRICE | UNIT PRICE | UNIT PRICE | UNIT PRICE | UNIT PRICE | UNIT PRICE
SW1COLB | SWITCH, 100 A LB CUTOUT | 4.1 | 15 | 0 | 0 | 0 | 0 | 0 | 0 | 0 | 0 | 0 | 0 | 0 | 0 | 0
SW2COLB | SWITCH, 200 A LB CUTOUT | 4.1 | 3 | 0 | 0 | 0 | 0 | 0 | 0 | 0 | 0 | 0 | 0 | 0 | 0 | 0
SW6DED3 | SWITCH, 600 A, 25 KV, DEADEND DISCONNECT | 4.2 | 3 | N/A | N/A | 0 | 0 | N/A | N/A | N/A | N/A | 0 | 0 | N/A | N/A | 0
SW6DED4 | SWITCH, 600 A, 25 KV, DEADEND DISCONNECT | 4.2 | 3 | N/A | N/A | 0 | 0 | N/A | N/A | N/A | N/A | 0 | 0 | N/A | N/A | 0
SW6GOABH | SWITCH, GOAB, 25 KV, 600 A, HORIZONTAL | 4.2 | 5 | 0 | 0 | N/A | N/A | N/A | N/A | 0 | 0 | N/A | N/A | N/A | N/A | 0
SW6GOABH | SWITCH, GOAB, 25 KV, 600 A, HORIZONTAL | 4.2 | 50 | N/A | N/A | 0 | 0 | N/A | N/A | N/A | N/A | 0 | 0 | N/A | N/A | 0
SW6GOABH-UB | SWITCH, GOAB, 25 KV, 600 A, HORIZONTAL- UNDERBUILD | 4.2 | 2 | 0 | 0 | 0 | 0 | 0 | 0 | 0 | 0 | 0 | 0 | 0 | 0 | 0
SW6GOABT | SWITCH, GOAB, 25 KV, 600 A, TRIANGULAR | 4.2 | 2 | 0 | 0 | 0 | 0 | 0 | 0 | 0 | 0 | 0 | 0 | 0 | 0 | 0
SW6GOABV | SWITCH, GOAB, 25 KV, 600 A, VERTICAL | 4.2 | 2 | 0 | 0 | 0 | 0 | 0 | 0 | 0 | 0 | 0 | 0 | 0 | 0 | 0
SW6ILD3 | SWITCH, 600 A, 25 KV, INLINE | 4.2 | 3 | 0 | 0 | 0 | 0 | 0 | 0 | 0 | 0 | 0 | 0 | 0 | 0 | 0
SW6ILD4 | SWITCH, 600 A, 25 KV, INLINE | 4.2 | 3 | 0 | 0 | 0 | 0 | 0 | 0 | 0 | 0 | 0 | 0 | 0 | 0 | 0
SW6LTD3 | SWITCH, 600 A, 25 KV, LINE TAP FOR 336 AL. | 4.2 | 6 | 0 | 0 | 0 | 0 | 0 | 0 | 0 | 0 | 0 | 0 | 0 | 0 | 0
SW6LTD4 | SWITCH, 600 A, 25 KV, LINE TAP FOR 477 AL. | 4.2 | 6 | 0 | 0 | 0 | 0 | 0 | 0 | 0 | 0 | 0 | 0 | 0 | 0 | 0
SW6LTDE | SWITCH, 600 A, 25 KV, DEADEND, LINE TAP | 4.2 | 3 | N/A | N/A | 0 | 0 | N/A | N/A | N/A | N/A | 0 | 0 | N/A | N/A | 0
SW6LTIL | SWITCH, 600 A, 25 KV, INLINE, LINE TAP | 4.2 | 6 | 0 | 0 | 0 | 0 | 0 | 0 | 0 | 0 | 0 | 0 | 0 | 0 | 0
SW6RECBYPASS | SWITCH, 25 KV, 600 AMP, RECLOSER BYPASS ON FIBERGLASS ARM | 4.2 | 100 | 0 | 0 | 0 | 0 | 0 | 0 | 0 | 0 | 0 | 0 | 0 | 0 | 0
SWOPER25H | OPERATOR, MOTOR,AUTO, 25KV, HORIZ, ABS REMOVAL | 4.2 | 3 | N/A | N/A | 0 | 0 | N/A | N/A | N/A | N/A | 0 | 0 | N/A | N/A | 0
MOABCTRL | MOAB SWITCH CONTROL (LABOR ONLY) | 4.3 | 5 | 0 | 0 | 0 | 0 | 0 | 0 | 0 | 0 | 0 | 0 | 0 | 0 | 0
SWRPVACINT600 | VACUUM SWITCH INTERRUPTER FOR DIP POLE, 600 AMP | 4.3 | 5 | 0 | 0 | 0 | 0 | 0 | 0 | 0 | 0 | 0 | 0 | 0 | 0 | 0
OVERHEAD DISTRIBUTION CONSTRUCTION
ASSEMBLY GROUP 5 - ANCHORS & GUYS
Compatible Unit | Compatible Unit Description | Index Section | Estimated Annual Usage | INSTALL-HOT | INSTALL-COLD | REMOVE-HOT | REMOVE-COLD | TRANSFER-HOT | TRANSFER-COLD | INSTALL-HOT | INSTALL-COLD | REMOVE-HOT | REMOVE-COLD | TRANSFER-HOT | TRANSFER-COLD | Sub-Total
|  |  |  | UNIT PRICE | UNIT PRICE | UNIT PRICE | UNIT PRICE | UNIT PRICE | UNIT PRICE
ANC10S | ANCHOR, 10", SCREW-REMOVAL ONLY | 5.1 | 2 | N/A | N/A | N/A | 0 | N/A | N/A | N/A | N/A | N/A | 0 | N/A | N/A | 0
ANC15SH | ANCHOR, SINGLE HELIX | 5.1 | 5 | N/A | 0 | N/A | 0 | N/A | 0 | N/A | 0 | N/A | 0 | N/A | 0 | 0
ANC6S | ANCHOR, 6", SCREW | 5.1 | 2 | N/A | 0 | N/A | 0 | N/A | 0 | N/A | 0 | N/A | 0 | N/A | 0 | 0
GRDPOSTD | GUARD POST, ANCHOR | 5.1 | 2 | N/A | 0 | N/A | 0 | N/A | 0 | N/A | 0 | N/A | 0 | N/A | 0 | 0
ANC125XT | ANCHOR ROD EXTENSION FOR SCREW ANCHOR-REMOVAL ONLY | 5.2 | 2 | N/A | 0 | N/A | 0 | N/A | 0 | N/A | 0 | N/A | 0 | N/A | 0 | 0
ANC15DHL | ANCHOR, DOUBLE HELIX, LONG EXTENSION | 5.2 | 5 | N/A | 0 | N/A | 0 | N/A | 0 | N/A | 0 | N/A | 0 | N/A | 0 | 0
ANC15DHS | ANCHOR, DOUBLE HELIX, SHORT EXTENSION | 5.2 | 5 | N/A | 0 | N/A | 0 | N/A | 0 | N/A | 0 | N/A | 0 | N/A | 0 | 0
ANC15THL | ANCHOR, TRIPLEX HELIX, LONG EXTENSION | 5.2 | 5 | N/A | 0 | N/A | 0 | N/A | 0 | N/A | 0 | N/A | 0 | N/A | 0 | 0
ANC15THS | ANCHOR, TRIPLE HELIX, SHORT EXTENSION | 5.2 | 5 | N/A | 0 | N/A | 0 | N/A | 0 | N/A | 0 | N/A | 0 | N/A | 0 | 0
ANC15XTH | EXTENSION, W/SINGLE HELIX ANCHOR | 5.2 | 5 | N/A | 0 | N/A | 0 | N/A | 0 | N/A | 0 | N/A | 0 | N/A | 0 | 0
ANC15XTL | EXTENSION, LONG FOR PISA | 5.2 | 5 | N/A | 0 | N/A | 0 | N/A | 0 | N/A | 0 | N/A | 0 | N/A | 0 | 0
ANC15XTS | EXTENSION, SHORT FOR PISA | 5.2 | 5 | N/A | 0 | N/A | 0 | N/A | 0 | N/A | 0 | N/A | 0 | N/A | 0 | 0
E1-1EC-14 | SINGLE DOWN GUY, BOLTED, 1/4"(FO CONST ONLY) | 5.3 | 5 | N/A | 0 | N/A | 0 | N/A | 0 | N/A | 0 | N/A | 0 | N/A | 0 | 0
E1-1EC-38 | SINGLE DOWN GUY, BOLTED, 3/8" HS | 5.3 | 5 | N/A | 0 | N/A | 0 | N/A | 0 | N/A | 0 | N/A | 0 | N/A | 0 | 0
E1-1EC-76 | SINGLE DOWN GUY, BOLTED, 7#6 AW | 5.3 | 5 | N/A | 0 | N/A | 0 | N/A | 0 | N/A | 0 | N/A | 0 | N/A | 0 | 0
E1-1FEC-14 | SINGLE INSULATED DOWN GUY, BOLTED, 1/4"(FO CONST ONLY) | 5.3 | 5 | N/A | 0 | N/A | 0 | N/A | 0 | N/A | 0 | N/A | 0 | N/A | 0 | 0
E1-1FEC-38 | SINGLE INSULATED DOWN GUY, BOLTED, 3/8" HS | 5.3 | 5 | 0 | 0 | 0 | 0 | 0 | 0 | 0 | 0 | 0 | 0 | 0 | 0 | 0
OVERHEAD DISTRIBUTION CONSTRUCTION
ASSEMBLY GROUP 5 - ANCHORS & GUYS
Compatible Unit | Compatible Unit Description | Index Section | Estimated Annual Usage | INSTALL-HOT | INSTALL-COLD | REMOVE-HOT | REMOVE-COLD | TRANSFER-HOT | TRANSFER-COLD | INSTALL-HOT | INSTALL-COLD | REMOVE-HOT | REMOVE-COLD | TRANSFER-HOT | TRANSFER-COLD | Sub-Total
|  |  |  | UNIT PRICE | UNIT PRICE | UNIT PRICE | UNIT PRICE | UNIT PRICE | UNIT PRICE
E1-1FEC-76 | SINGLE INSULATED DOWN GUY, BOLTED, 7#6 AW | 5.3 | 5 | 0 | 0 | 0 | 0 | 0 | 0 | 0 | 0 | 0 | 0 | 0 | 0 | 0
E1-1SWEC-38 | GUY, INSULATED, SIDEWALK, 3/8" HS | 5.3 | 2 | 0 | 0 | 0 | 0 | 0 | 0 | 0 | 0 | 0 | 0 | 0 | 0 | 0
E1-1SWEC-76 | GUY, INSULATED, SIDEWALK, 7#6 AW | 5.3 | 2 | 0 | 0 | 0 | 0 | 0 | 0 | 0 | 0 | 0 | 0 | 0 | 0 | 0
GFO14 | GUY, 1/4" DOWN GUY FOR FIBER OPTIC CABLES | 5.3 | 5 | N/A | N/A | N/A | 0 | N/A | N/A | N/A | N/A | N/A | 0 | N/A | N/A | 0
GN38 | GUY, SECONDARY/NEUTRAL, 3/8" HSS | 5.3 | 5 | N/A | N/A | N/A | 0 | N/A | N/A | N/A | N/A | N/A | 0 | N/A | N/A | 0
GP38L | GUY, PRIMARY POSITION, 3/8" W/LONG INSULINK | 5.3 | 5 | 0 | 0 | 0 | 0 | 0 | 0 | 0 | 0 | 0 | 0 | 0 | 0 | 0
GP38S | GUY, PRIMARY POSITION, 3/8" W/ SHORT INSULINK | 5.3 | 5 | 0 | 0 | 0 | 0 | 0 | 0 | 0 | 0 | 0 | 0 | 0 | 0 | 0
GPS38 | GUY, PRIMARY POSITION, SIDEWALK, 3/8" | 5.3 | 2 | N/A | N/A | N/A | 0 | N/A | N/A | N/A | N/A | N/A | 0 | N/A | N/A | 0
GPS7#6 | GUY, PRIMARY POSITION, SIDEWALK, 7#6 | 5.3 | 2 | N/A | N/A | N/A | 0 | N/A | N/A | N/A | N/A | N/A | 0 | N/A | N/A | 0
GUY38D | GUY, DOWN, 3/8", DIAGONAL | 5.3 | 5 | N/A | 0 | N/A | 0 | N/A | 0 | N/A | 0 | N/A | 0 | N/A | 0 | 0
GUY38DI | GUY, 3/8", DIAGONAL, INSULATED | 5.3 | 5 | 0 | 0 | 0 | 0 | 0 | 0 | 0 | 0 | 0 | 0 | 0 | 0 | 0
GUY38S | GUY, SPAN, 3/8", HSS | 5.3 | 5 | 0 | 0 | 0 | 0 | 0 | 0 | 0 | 0 | 0 | 0 | 0 | 0 | 0
GUY38SI | GUY, 3/8", DIST. SPAN, 24" GUY STRAIN INSULATOR | 5.3 | 5 | 0 | 0 | 0 | 0 | 0 | 0 | 0 | 0 | 0 | 0 | 0 | 0 | 0
GUY38SIL | GUY, 3/8", DIST. SPAN, 60" GUY STRAIN INSULATOR | 5.3 | 5 | 0 | 0 | 0 | 0 | 0 | 0 | 0 | 0 | 0 | 0 | 0 | 0 | 0
GUY76D | DOWN GUY, 7#6, DIAGONAL | 5.3 | 5 | N/A | 0 | N/A | 0 | N/A | 0 | N/A | 0 | N/A | 0 | N/A | 0 | 0
GUY76DI | DOWN GUY, 7#6, DIAGONAL, INSULATED | 5.3 | 5 | 0 | 0 | 0 | 0 | 0 | 0 | 0 | 0 | 0 | 0 | 0 | 0 | 0
GUY76S | GUY, 7#6 ALWD., TRANS. SPAN, HARDWARE | 5.3 | 25 | 0 | 0 | 0 | 0 | 0 | 0 | 0 | 0 | 0 | 0 | 0 | 0 | 0
GUY76SI | SPAN GUY, TRANSMISSION, 7#6 ALWD., 54" GUY STRAIN INSULATOR | 5.3 | 25 | 0 | 0 | 0 | 0 | 0 | 0 | 0 | 0 | 0 | 0 | 0 | 0 | 0
OVERHEAD DISTRIBUTION CONSTRUCTION
ASSEMBLY GROUP 5 - ANCHORS & GUYS
Compatible Unit | Compatible Unit Description | Index Section | Estimated Annual Usage | INSTALL-HOT | INSTALL-COLD | REMOVE-HOT | REMOVE-COLD | TRANSFER-HOT | TRANSFER-COLD | INSTALL-HOT | INSTALL-COLD | REMOVE-HOT | REMOVE-COLD | TRANSFER-HOT | TRANSFER-COLD | Sub-Total
|  |  |  | UNIT PRICE | UNIT PRICE | UNIT PRICE | UNIT PRICE | UNIT PRICE | UNIT PRICE
GUY76SIL | SPAN GUY, TRANSMISSION, 7#6 ALWD., 78" GUY STRAIN INSULATOR | 5.3 | 5 | 0 | 0 | 0 | 0 | 0 | 0 | 0 | 0 | 0 | 0 | 0 | 0 | 0
GUYAW76 | OH GUYSTRAND, 7#6 ALUMOWELD | 5.3 | 200 | 0 | 0 | 0 | 0 | 0 | 0 | 0 | 0 | 0 | 0 | 0 | 0 | 0
GUYGALV14 | OH GUYSTRAND, 1/4" GALV. STEEL, S.M. GRADE | 5.3 | 250 | 0 | 0 | 0 | 0 | 0 | 0 | 0 | 0 | 0 | 0 | 0 | 0 | 0
GUYGALV38 | OH GUYSTRAND, 3/8" GALV. HIGH STRENGTH STEEL | 5.3 | 250 | 0 | 0 | 0 | 0 | 0 | 0 | 0 | 0 | 0 | 0 | 0 | 0 | 0
GA10D | GUY ATTACHMENT, #10,000, DIAGONAL | 5.4 | 10 | 0 | 0 | 0 | 0 | 0 | 0 | 0 | 0 | 0 | 0 | 0 | 0 | 0
GA10H | GUY ATTACHMENT, #10,000, HORIZONTAL | 5.4 | 10 | 0 | 0 | 0 | 0 | 0 | 0 | 0 | 0 | 0 | 0 | 0 | 0 | 0
GA10S | GUY ATTACHMENT, #10,000, STABILIZING | 5.4 | 10 | 0 | 0 | 0 | 0 | 0 | 0 | 0 | 0 | 0 | 0 | 0 | 0 | 0
GA10T | GUY ATTACHMENT, #10,000, TRANSITIONAL | 5.4 | 5 | 0 | 0 | 0 | 0 | 0 | 0 | 0 | 0 | 0 | 0 | 0 | 0 | 0
GA15T | GUY ATTACHMENT, #15,000, TRANSITIONAL | 5.4 | 5 | 0 | 0 | 0 | 0 | 0 | 0 | 0 | 0 | 0 | 0 | 0 | 0 | 0
GA20D | GUY ATTACHMENT, #20,000, DIAGONAL | 5.4 | 10 | 0 | 0 | 0 | 0 | 0 | 0 | 0 | 0 | 0 | 0 | 0 | 0 | 0
GA20H | GUY ATTACHMENT, #20,000, HORIZONTAL | 5.4 | 10 | 0 | 0 | 0 | 0 | 0 | 0 | 0 | 0 | 0 | 0 | 0 | 0 | 0
GA20HD | GUY ATTACHMENT, #20,000 HEAVY DUTY | 5.4 | 5 | 0 | 0 | 0 | 0 | 0 | 0 | 0 | 0 | 0 | 0 | 0 | 0 | 0
GA20S | GUY ATTACHMENT, #20,000, STABILIZING | 5.4 | 5 | 0 | 0 | 0 | 0 | 0 | 0 | 0 | 0 | 0 | 0 | 0 | 0 | 0
GA20T | GUY ATTACHMENT, #20,000, TRANSITIONAL | 5.4 | 5 | 0 | 0 | 0 | 0 | 0 | 0 | 0 | 0 | 0 | 0 | 0 | 0 | 0
GA20TB | GUY ATTACHMENT, #20,000, TRANSITIONAL, W/EYEBOLT | 5.4 | 5 | 0 | 0 | 0 | 0 | 0 | 0 | 0 | 0 | 0 | 0 | 0 | 0 | 0
GA20X | GUY ATTACHMENT, #20,000, EXTRA HEAVY DUTY | 5.4 | 5 | 0 | 0 | 0 | 0 | 0 | 0 | 0 | 0 | 0 | 0 | 0 | 0 | 0
GSDE14 | GUYSTRAND DEADEND, 1/4" | 5.4 | 10 | 0 | 0 | 0 | 0 | 0 | 0 | 0 | 0 | 0 | 0 | 0 | 0 | 0
GSDE38 | GUYSTRAND DEADEND, 3/8" | 5.4 | 10 | 0 | 0 | 0 | 0 | 0 | 0 | 0 | 0 | 0 | 0 | 0 | 0 | 0
GSDE76 | GUYSTRAND DEADEND, 7#6 | 5.4 | 5 | 0 | 0 | 0 | 0 | 0 | 0 | 0 | 0 | 0 | 0 | 0 | 0 | 0
GUYMARKER-Y | DOWN GUY MARKER, YELLOW | 5.4 | 10 | N/A | 0 | N/A | 0 | N/A | 0 | N/A | 0 | N/A | 0 | N/A | 0 | 0
IGUY24 | INSULATED, GUYSTICK, 24" DISTRIBUTION | 5.5 | 10 | 0 | 0 | 0 | 0 | 0 | 0 | 0 | 0 | 0 | 0 | 0 | 0 | 0
IGUY54 | INSULATED, GUYSTICK, 54", TRANSMISSION | 5.5 | 10 | 0 | 0 | 0 | 0 | 0 | 0 | 0 | 0 | 0 | 0 | 0 | 0 | 0
IGUY60 | INSULATED, GUYSTICK, 60" DISTRIBUTION | 5.5 | 10 | 0 | 0 | 0 | 0 | 0 | 0 | 0 | 0 | 0 | 0 | 0 | 0 | 0
IGUY78 | INSULATED, GUYSTICK, 78", TRANSMISSION | 5.5 | 5 | 0 | 0 | 0 | 0 | 0 | 0 | 0 | 0 | 0 | 0 | 0 | 0 | 0
OVERHEAD DISTRIBUTION CONSTRUCTION
ASSEMBLY GROUP 6 - POLE LINE HARDWARE
Compatible Unit | Compatible Unit Description | Index Section | Estimated Annual Usage | INSTALL-HOT | INSTALL-COLD | REMOVE-HOT | REMOVE-COLD | TRANSFER-HOT | TRANSFER-COLD | INSTALL-HOT | INSTALL-COLD | REMOVE-HOT | REMOVE-COLD | TRANSFER-HOT | TRANSFER-COLD | Sub-Total
|  |  |  | UNIT PRICE | UNIT PRICE | UNIT PRICE | UNIT PRICE | UNIT PRICE | UNIT PRICE
BKTCOLA1 | BKT., CO/LA, 1-PHASE | 6.1 | 5 | 0 | 0 | 0 | 0 | 0 | 0 | 0 | 0 | 0 | 0 | 0 | 0 | 0
BKTCOLA3 | BKT., CO/LA, 3-PHASE | 6.1 | 5 | 0 | 0 | 0 | 0 | 0 | 0 | 0 | 0 | 0 | 0 | 0 | 0 | 0
BKTFG021 | BKT., FBG., 21", W/55-6 INSULATOR (SINGLE W/BOLTS) | 6.1 | 6 | 0 | 0 | 0 | 0 | 0 | 0 | 0 | 0 | 0 | 0 | 0 | 0 | 0
BKTFG21A | BKTS., FBG., 21", W/55-6 INSULATORS (BACK TO BACK) | 6.1 | 6 | 0 | 0 | 0 | 0 | 0 | 0 | 0 | 0 | 0 | 0 | 0 | 0 | 0
BKTFG21B | BKT., FBG., 21", W/55-6 INSULATOR (NO BOLTS) | 6.1 | 6 | 0 | 0 | 0 | 0 | 0 | 0 | 0 | 0 | 0 | 0 | 0 | 0 | 0
BKTMIF1 | BKT., MIF (1 BOLT, 1 LAG) | 6.1 | 5 | 0 | 0 | 0 | 0 | 0 | 0 | 0 | 0 | 0 | 0 | 0 | 0 | 0
BKTMIF2 | BRACKET, MIF | 6.1 | 5 | 0 | 0 | 0 | 0 | 0 | 0 | 0 | 0 | 0 | 0 | 0 | 0 | 0
BKTXA | BKT., NEMA XARM | 6.1 | 5 | 0 | 0 | 0 | 0 | 0 | 0 | 0 | 0 | 0 | 0 | 0 | 0 | 0
BKTXAL | BRACKET, EQUIPMENT | 6.1 | 5 | 0 | 0 | 0 | 0 | 0 | 0 | 0 | 0 | 0 | 0 | 0 | 0 | 0
CLSTBKTL | BKT., CLUSTER MOUNTING W/ EXTENSION | 6.1 | 5 | 0 | 0 | 0 | 0 | 0 | 0 | 0 | 0 | 0 | 0 | 0 | 0 | 0
CLSTBKTS | BKT., CLUSTER MOUNTING | 6.1 | 5 | 0 | 0 | 0 | 0 | 0 | 0 | 0 | 0 | 0 | 0 | 0 | 0 | 0
MAPHDR | MAPHOLDER, PVC | 6.1 | 2 | N/A | 0 | N/A | 0 | N/A | 0 | N/A | 0 | N/A | 0 | N/A | 0 | 0
BRACEA | BRACE, XARM, ALLEY | 6.2 | 2 | 0 | 0 | 0 | 0 | 0 | 0 | 0 | 0 | 0 | 0 | 0 | 0 | 0
BRACEL | BRACE, XARM, LONG | 6.2 | 2 | 0 | 0 | 0 | 0 | 0 | 0 | 0 | 0 | 0 | 0 | 0 | 0 | 0
BRACES | BRACE, XARM, SHORT | 6.2 | 2 | 0 | 0 | 0 | 0 | 0 | 0 | 0 | 0 | 0 | 0 | 0 | 0 | 0
XAD10A | X-ARM, DOUBLE, 10' W/ ALLEY BRACES | 6.2 | 2 | 0 | 0 | 0 | 0 | 0 | 0 | 0 | 0 | 0 | 0 | 0 | 0 | 0
XAD10L | X-ARM, DOUBLE 10' W/ LONG BRACES | 6.2 | 2 | 0 | 0 | 0 | 0 | 0 | 0 | 0 | 0 | 0 | 0 | 0 | 0 | 0
OVERHEAD DISTRIBUTION CONSTRUCTION
ASSEMBLY GROUP 6 - POLE LINE HARDWARE
Compatible Unit | Compatible Unit Description | Index Section | Estimated Annual Usage | INSTALL-HOT | INSTALL-COLD | REMOVE-HOT | REMOVE-COLD | TRANSFER-HOT | TRANSFER-COLD | INSTALL-HOT | INSTALL-COLD | REMOVE-HOT | REMOVE-COLD | TRANSFER-HOT | TRANSFER-COLD | Sub-Total
|  |  |  | UNIT PRICE | UNIT PRICE | UNIT PRICE | UNIT PRICE | UNIT PRICE | UNIT PRICE
XAD10LPX | X-ARM, DOUBLE 10' W/ LONG BRACES FOR POLE TOP EXTENSION | 6.2 | 2 | N/A | N/A | 0 | 0 | N/A | N/A | N/A | N/A | 0 | 0 | N/A | N/A | 0
XAD8A | X-ARM, DOUBLE 8' W/ ALLEY BRACES | 6.2 | 2 | 0 | 0 | 0 | 0 | 0 | 0 | 0 | 0 | 0 | 0 | 0 | 0 | 0
XAD8L | X-ARM, DOUBLE 8' W/ LONG BRACES | 6.2 | 5 | 0 | 0 | 0 | 0 | 0 | 0 | 0 | 0 | 0 | 0 | 0 | 0 | 0
XAD8S | X-ARM, DOUBLE 8' W/ SHORT BRACES | 6.2 | 5 | 0 | 0 | 0 | 0 | 0 | 0 | 0 | 0 | 0 | 0 | 0 | 0 | 0
XAD9A | CROSSARM, 9FT WOOD--REMOVAL ONLY | 6.2 | 2 | N/A | N/A | 0 | 0 | N/A | N/A | N/A | N/A | 0 | 0 | N/A | N/A | 0
XAD9L | CROSSARM, 9FT WOOD--REMOVAL ONLY | 6.2 | 2 | N/A | N/A | 0 | 0 | N/A | N/A | N/A | N/A | 0 | 0 | N/A | N/A | 0
XAF10 | X-ARM, 10' FBG. REINFORCED | 6.2 | 5 | 0 | 0 | 0 | 0 | 0 | 0 | 0 | 0 | 0 | 0 | 0 | 0 | 0
XAF4 | X-ARM, FIBERGLASS 4' REMOVAL ONLY | 6.2 | 2 | N/A | N/A | 0 | 0 | N/A | N/A | N/A | N/A | 0 | 0 | N/A | N/A | 0
XAM10 | X-ARM, METAL 10' | 6.2 | 2 | 0 | 0 | 0 | 0 | 0 | 0 | 0 | 0 | 0 | 0 | 0 | 0 | 0
XAM12D | X-ARM, METAL 12' (DIST. ONLY) | 6.2 | 2 | 0 | 0 | 0 | 0 | 0 | 0 | 0 | 0 | 0 | 0 | 0 | 0 | 0
XAM5 | X-ARM, DE, METAL 5' - REMOVAL ONLY | 6.2 | 2 | N/A | N/A | 0 | 0 | N/A | N/A | N/A | N/A | 0 | 0 | N/A | N/A | 0
XAM88 | X-ARM, METAL 88" | 6.2 | 5 | 0 | 0 | 0 | 0 | 0 | 0 | 0 | 0 | 0 | 0 | 0 | 0 | 0
XAMD10 | X-ARM, METAL, DOUBLE 10' (DIST. ONLY) | 6.2 | 2 | 0 | 0 | 0 | 0 | 0 | 0 | 0 | 0 | 0 | 0 | 0 | 0 | 0
XAMD12D | X-ARM, METAL, DOUBLE 12' (DIST. ONLY) | 6.2 | 2 | 0 | 0 | 0 | 0 | 0 | 0 | 0 | 0 | 0 | 0 | 0 | 0 | 0
XAS10A | X-ARM, SINGLE 10' W/ ALLEY BRACES | 6.2 | 2 | 0 | 0 | 0 | 0 | 0 | 0 | 0 | 0 | 0 | 0 | 0 | 0 | 0
XAS10L | X-ARM, SINGLE 10' W/ LONG BRACES | 6.2 | 5 | 0 | 0 | 0 | 0 | 0 | 0 | 0 | 0 | 0 | 0 | 0 | 0 | 0
XAS8A | X-ARM, SINGLE 8' W/ ALLEY BRACES | 6.2 | 2 | 0 | 0 | 0 | 0 | 0 | 0 | 0 | 0 | 0 | 0 | 0 | 0 | 0
XAS8L | X-ARM, SINGLE 8' W/ LONG BRACES | 6.2 | 5 | 0 | 0 | 0 | 0 | 0 | 0 | 0 | 0 | 0 | 0 | 0 | 0 | 0
OVERHEAD DISTRIBUTION CONSTRUCTION
ASSEMBLY GROUP 6 - POLE LINE HARDWARE
Compatible Unit | Compatible Unit Description | Index Section | Estimated Annual Usage | INSTALL-HOT | INSTALL-COLD | REMOVE-HOT | REMOVE-COLD | TRANSFER-HOT | TRANSFER-COLD | INSTALL-HOT | INSTALL-COLD | REMOVE-HOT | REMOVE-COLD | TRANSFER-HOT | TRANSFER-COLD | Sub-Total
|  |  |  | UNIT PRICE | UNIT PRICE | UNIT PRICE | UNIT PRICE | UNIT PRICE | UNIT PRICE
XAS8S | X-ARM, SINGLE 8' W/ SHORT BRACES | 6.2 | 5 | 0 | 0 | 0 | 0 | 0 | 0 | 0 | 0 | 0 | 0 | 0 | 0 | 0
XAS9A | CROSSARM, 9FT WOOD--REMOVAL ONLY | 6.2 | 2 | N/A | N/A | 0 | 0 | N/A | N/A | N/A | N/A | 0 | 0 | N/A | N/A | 0
XAS9L | CROSSARM,9FT WOOD--REMOVAL ONLY | 6.2 | 2 | N/A | N/A | 0 | 0 | N/A | N/A | N/A | N/A | 0 | 0 | N/A | N/A | 0
XAT8L | CROSSARM, 8FT WOOD--REMOVAL ONLY | 6.2 | 2 | N/A | N/A | 0 | 0 | N/A | N/A | N/A | N/A | 0 | 0 | N/A | N/A | 0
XAT9L | CROSSARM, 9FT WOOD--REMOVAL ONLY | 6.2 | 2 | N/A | N/A | 0 | 0 | N/A | N/A | N/A | N/A | 0 | 0 | N/A | N/A | 0
BAND1 | STAINLESS STEEL POLE BAND | 6.3 | 5 | N/A | 0 | N/A | 0 | N/A | 0 | N/A | 0 | N/A | 0 | N/A | 0 | 0
BAND2B | POLE BAND | 6.3 | 5 | N/A | 0 | N/A | 0 | N/A | 0 | N/A | 0 | N/A | 0 | N/A | 0 | 0
HLC40C | HOT LINE CLAMP UP TO 4/0 | 6.3 | 5 | 0 | 0 | 0 | 0 | 0 | 0 | 0 | 0 | 0 | 0 | 0 | 0 | 0
HLC477A | HOT LINE CLAMP 477 AND LARGER | 6.3 | 5 | 0 | 0 | 0 | 0 | 0 | 0 | 0 | 0 | 0 | 0 | 0 | 0 | 0
SQLGARD1 | SQUIRREL/BIRD GUARD | 6.3 | 25 | 0 | 0 | 0 | 0 | 0 | 0 | 0 | 0 | 0 | 0 | 0 | 0 | 0
SQLGARD3 | SQUIRREL/BIRD GUARD W/ FUSE | 6.3 | 15 | 0 | 0 | 0 | 0 | 0 | 0 | 0 | 0 | 0 | 0 | 0 | 0 | 0
STRPBOLT | BOLTED STIRRUP | 6.3 | 20 | 0 | 0 | 0 | 0 | 0 | 0 | 0 | 0 | 0 | 0 | 0 | 0 | 0
STRPBOLTSM | BOLTED STIRRUP | 6.3 | 20 | 0 | 0 | 0 | 0 | 0 | 0 | 0 | 0 | 0 | 0 | 0 | 0 | 0
STRPCOMP | COMPRESSION STIRRUP | 6.3 | 10 | N/A | N/A | N/A | 0 | N/A | N/A | N/A | N/A | N/A | 0 | N/A | N/A | 0
OVERHEAD DISTRIBUTION CONSTRUCTION
ASSEMBLY GROUP 7 - CONDUCTORS
Compatible Unit | Compatible Unit Description | Index Section | Estimated Annual Usage | INSTALL-HOT | INSTALL-COLD | REMOVE-HOT | REMOVE-COLD | TRANSFER-HOT | TRANSFER-COLD | INSTALL-HOT | INSTALL-COLD | REMOVE-HOT | REMOVE-COLD | TRANSFER-HOT | TRANSFER-COLD | Sub-Total
|  |  |  | UNIT PRICE | UNIT PRICE | UNIT PRICE | UNIT PRICE | UNIT PRICE | UNIT PRICE
AAAC002 | OH ALUMINUM, #2 (PRI. OR NEUT.) | 7.1 | 500 | 0 | 0 | 0 | 0 | 0 | 0 | 0 | 0 | 0 | 0 | 0 | 0 | 0
AAAC010 | OH ALUMINUM, #1/0 (PRI. OR NEUT.) | 7.1 | 500 | 0 | 0 | 0 | 0 | 0 | 0 | 0 | 0 | 0 | 0 | 0 | 0 | 0
AAAC040 | OH ALUMINUM, #4/0 (PRI. OR NEUT.) | 7.1 | 500 | 0 | 0 | 0 | 0 | 0 | 0 | 0 | 0 | 0 | 0 | 0 | 0 | 0
AAAC355 | OH ALUMINUM, #355 (PRI. OR NEUT.)(REMOVAL ONLY) | 7.1 | 1500 | N/A | N/A | 0 | 0 | 0 | 0 | N/A | N/A | 0 | 0 | 0 | 0 | 0
AAC477 | OH ALUMINUM, #477 (PRI. OR NEUT.) | 7.1 | 1500 | 0 | 0 | 0 | 0 | 0 | 0 | 0 | 0 | 0 | 0 | 0 | 0 | 0
ACSR004 | OH ALUMINUM, #4 (PRI. OR NEUT.)(REMOVAL ONLY) | 7.1 | 500 | N/A | N/A | 0 | 0 | 0 | 0 | N/A | N/A | 0 | 0 | 0 | 0 | 0
ACSR336 | OH ALUMINUM, #336 (PRI. OR NEUT.) | 7.1 | 1500 | 0 | 0 | 0 | 0 | 0 | 0 | 0 | 0 | 0 | 0 | 0 | 0 | 0
2/0CUEXTRA8FT | CONDUCTOR, 2/0 AWG HARD DRAWN CU - 8 FEET FOR CONNECTION MAKE-UP | 7.2 | 10 | 0 | 0 | 0 | 0 | 0 | 0 | 0 | 0 | 0 | 0 | 0 | 0 | 0
250CUEXTRA8FT | CONDUCTOR, 250 MCM SOFT DRAWN CU - 8 FEET FOR CONNECTION MAKE-UP | 7.2 | 10 | 0 | 0 | 0 | 0 | 0 | 0 | 0 | 0 | 0 | 0 | 0 | 0 | 0
CU002 | OH COPPER, #2 (REMOVAL ONLY) | 7.2 | 250 | N/A | N/A | 0 | 0 | 0 | 0 | N/A | N/A | 0 | 0 | 0 | 0 | 0
CU004 | OH COPPER, #4 (REMOVAL ONLY) | 7.2 | 250 | N/A | N/A | 0 | 0 | 0 | 0 | N/A | N/A | 0 | 0 | 0 | 0 | 0
CU006 | OH COPPER, #6 (REMOVAL ONLY) | 7.2 | 500 | N/A | N/A | 0 | 0 | 0 | 0 | N/A | N/A | 0 | 0 | 0 | 0 | 0
CU250 | OH COPPER, #250 (PRI. OR NEUT.)(SEC. OR SERV.)-REMOVAL | 7.2 | 250 | N/A | N/A | 0 | 0 | 0 | 0 | N/A | N/A | 0 | 0 | 0 | 0 | 0
AAAC010X | OH ALUMINUM, #1/0 (STREET LIGHTING CIRCUIT) | 7.3 | 500 | 0 | 0 | 0 | 0 | 0 | 0 | 0 | 0 | 0 | 0 | 0 | 0 | 0
AAC010T | OH ALUMINUM, WTHRPRF #1/0, INSULATED FOR 15 KV (SLACK SPANS) | 7.3 | 250 | 0 | 0 | 0 | 0 | 0 | 0 | 0 | 0 | 0 | 0 | 0 | 0 | 0
AAC336T | OH ALUMINUM, WTHRPRF #336, INSULATED FOR 15 KV (SLACK SPANS) | 7.3 | 250 | 0 | 0 | 0 | 0 | 0 | 0 | 0 | 0 | 0 | 0 | 0 | 0 | 0
OVERHEAD DISTRIBUTION CONSTRUCTION
ASSEMBLY GROUP 7 - CONDUCTORS
Compatible Unit | Compatible Unit Description | Index Section | Estimated Annual Usage | INSTALL-HOT | INSTALL-COLD | REMOVE-HOT | REMOVE-COLD | TRANSFER-HOT | TRANSFER-COLD | INSTALL-HOT | INSTALL-COLD | REMOVE-HOT | REMOVE-COLD | TRANSFER-HOT | TRANSFER-COLD | Sub-Total
|  |  |  | UNIT PRICE | UNIT PRICE | UNIT PRICE | UNIT PRICE | UNIT PRICE | UNIT PRICE
AAC355T | OH ALUMINUM, WTHRPRF #355, INSULATED FOR 15 KV (SLACK SPANS) | 7.3 | 50 | N/A | N/A | 0 | 0 | 0 | 0 | N/A | N/A | 0 | 0 | 0 | 0 | 0
CLSNH040 | OH COPPER POLYOLEFIN INSUL, #4/0 (SEC. OR SERV.) | 7.3 | 100 | 0 | 0 | 0 | 0 | 0 | 0 | 0 | 0 | 0 | 0 | 0 | 0 | 0
CLSNH500 | OH COPPER POLYOLEFIN INSUL, #500 (SEC. OR SERV.) | 7.3 | 100 | 0 | 0 | 0 | 0 | 0 | 0 | 0 | 0 | 0 | 0 | 0 | 0 | 0
CU002T | OH COPPER, WTHRPRF #2 (REMOVAL ONLY) | 7.3 | 50 | N/A | N/A | 0 | 0 | 0 | 0 | N/A | N/A | 0 | 0 | 0 | 0 | 0
CU004T | OH COPPER, WTHRPRF #4 (REMOVAL ONLY) (LABOR ONLY | 7.3 | 50 | N/A | N/A | 0 | 0 | 0 | 0 | N/A | N/A | 0 | 0 | 0 | 0 | 0
CU006T | OH COPPER, WTHRPRF #6 (REMOVAL ONLY) (LABOR ONLY | 7.3 | 250 | N/A | N/A | 0 | 0 | 0 | 0 | N/A | N/A | 0 | 0 | 0 | 0 | 0
CU020T | OH COPPER, WTHRPRF #2/0 (REMOVAL ONLY) | 7.3 | 100 | N/A | N/A | 0 | 0 | 0 | 0 | N/A | N/A | 0 | 0 | 0 | 0 | 0
AQPX002 | QUAD., AL., #2 | 7.4 | 100 | 0 | 0 | 0 | 0 | 0 | 0 | 0 | 0 | 0 | 0 | 0 | 0 | 0
AQPX020 | QUAD., AL., #2/0 | 7.4 | 100 | 0 | 0 | 0 | 0 | 0 | 0 | 0 | 0 | 0 | 0 | 0 | 0 | 0
AQPX040 | QUAD., AL., #4/0 | 7.4 | 100 | 0 | 0 | 0 | 0 | 0 | 0 | 0 | 0 | 0 | 0 | 0 | 0 | 0
ATPX002 | TRIPLEX, AL., #2 | 7.4 | 500 | 0 | 0 | 0 | 0 | 0 | 0 | 0 | 0 | 0 | 0 | 0 | 0 | 0
ATPX004 | TRIPLEX, AL., #4--REMOVAL ONLY | 7.4 | 500 | N/A | N/A | 0 | 0 | N/A | N/A | N/A | N/A | 0 | 0 | N/A | N/A | 0
ATPX006 | TRIPLEX, AL., #6 | 7.4 | 500 | 0 | 0 | 0 | 0 | 0 | 0 | 0 | 0 | 0 | 0 | 0 | 0 | 0
ATPX020 | TRIPLEX, AL., #2/0 | 7.4 | 250 | 0 | 0 | 0 | 0 | 0 | 0 | 0 | 0 | 0 | 0 | 0 | 0 | 0
ATPX040 | TRIPLEX, AL., #4/0 | 7.4 | 250 | 0 | 0 | 0 | 0 | 0 | 0 | 0 | 0 | 0 | 0 | 0 | 0 | 0
AXLP500 | 500 MCM POLYETHYLENE INSULATED (FOR QUAD) | 7.4 | 100 | 0 | 0 | 0 | 0 | 0 | 0 | 0 | 0 | 0 | 0 | 0 | 0 | 0
AXLP750 | 750 MCM POLYETHYLENE INSULATED (FOR QUAD) | 7.4 | 50 | 0 | 0 | 0 | 0 | 0 | 0 | 0 | 0 | 0 | 0 | 0 | 0 | 0
J002AC | JUMPER, #2 AL. W/PARALLEL GROOVE COMPRESSION CONNECTORS | 7.5 | 60 | 0 | 0 | 0 | 0 | 0 | 0 | 0 | 0 | 0 | 0 | 0 | 0 | 0
OVERHEAD DISTRIBUTION CONSTRUCTION
ASSEMBLY GROUP 7 - CONDUCTORS
Compatible Unit | Compatible Unit Description | Index Section | Estimated Annual Usage | INSTALL-HOT | INSTALL-COLD | REMOVE-HOT | REMOVE-COLD | TRANSFER-HOT | TRANSFER-COLD | INSTALL-HOT | INSTALL-COLD | REMOVE-HOT | REMOVE-COLD | TRANSFER-HOT | TRANSFER-COLD | Sub-Total
|  |  |  | UNIT PRICE | UNIT PRICE | UNIT PRICE | UNIT PRICE | UNIT PRICE | UNIT PRICE
J010AC | JUMPER, #1/0 AL. W/PARALLEL GROOVE COMPRESSION CONNECTORS | 7.5 | 10 | 0 | 0 | 0 | 0 | 0 | 0 | 0 | 0 | 0 | 0 | 0 | 0 | 0
J040AC | JUMPER, #4/0 AL. W/PARALLEL GROOVE COMPRESION CONNECTORS | 7.5 | 5 | 0 | 0 | 0 | 0 | 0 | 0 | 0 | 0 | 0 | 0 | 0 | 0 | 0
J20C | JUMPER, #2/0 CU. W/PARALLEL GROOVE COMPRESSION CONNECTORS | 7.5 | 3 | 0 | 0 | 0 | 0 | 0 | 0 | 0 | 0 | 0 | 0 | 0 | 0 | 0
J250C | JUMPER, #250 CU. W/PARALLEL GROOVE COMPRESSION CONNECTORS | 7.5 | 3 | 0 | 0 | 0 | 0 | 0 | 0 | 0 | 0 | 0 | 0 | 0 | 0 | 0
J2C | JUMPER, #2 CU. W/PARALELL GROOVE COMPRESSION CONNECTORS | 7.5 | 3 | 0 | 0 | 0 | 0 | 0 | 0 | 0 | 0 | 0 | 0 | 0 | 0 | 0
J2CS | JUMPER, #2 CU. FOR BONDING STATIC OR NEUTRAL ON STEEL POLE | 7.5 | 3 | 0 | 0 | 0 | 0 | 0 | 0 | 0 | 0 | 0 | 0 | 0 | 0 | 0
J2CT | JUMPER, #2 CU. TINNED, WPARALLEL GROOVE COMP CONNECTORS | 7.5 | 3 | 0 | 0 | 0 | 0 | 0 | 0 | 0 | 0 | 0 | 0 | 0 | 0 | 0
J336AC | JUMPER, #336 AL. W/PARALLEL GROOVE COMPRESSION CONNECTORS | 7.5 | 10 | 0 | 0 | 0 | 0 | 0 | 0 | 0 | 0 | 0 | 0 | 0 | 0 | 0
J336AT | JUMPER, #336 AL. W/NEMA BOLTED TERMINALS | 7.5 | 10 | 0 | 0 | 0 | 0 | 0 | 0 | 0 | 0 | 0 | 0 | 0 | 0 | 0
J477AC | JUMPER, #477 AL. W/PARALLEL GROOVE COMPRESSION CONNECTORS | 7.5 | 10 | 0 | 0 | 0 | 0 | 0 | 0 | 0 | 0 | 0 | 0 | 0 | 0 | 0
J477AT | JUMPER, #477 AL. W/NEMA BOLTED TERMINALS | 7.5 | 10 | 0 | 0 | 0 | 0 | 0 | 0 | 0 | 0 | 0 | 0 | 0 | 0 | 0
J4C | JUMPER, #4 CU. W/PARALLEL GROOVE COMPRESSION CONNECTORS | 7.5 | 10 | 0 | 0 | 0 | 0 | 0 | 0 | 0 | 0 | 0 | 0 | 0 | 0 | 0
500CUEXTRA8FT | CONDUCTOR, 500 MCM SOFT DRAWN BARE CU - 8 FEET FOR CONNECTION MAKE-UP | 7.6 | 10 | 0 | 0 | 0 | 0 | 0 | 0 | 0 | 0 | 0 | 0 | 0 | 0 | 0
CXLP350 | OH COPPER XLP INSULATED, #350 (SEC. OR SERV.) | 7.6 | 50 | 0 | 0 | 0 | 0 | 0 | 0 | 0 | 0 | 0 | 0 | 0 | 0 | 0
CXLP500 | OH COPPER XLP INSULATED, #500 (SEC. OR SERV.) | 7.6 | 50 | 0 | 0 | 0 | 0 | 0 | 0 | 0 | 0 | 0 | 0 | 0 | 0 | 0
CXLP600 | OH COPPER XLP INSULATED, #600 (SEC. OR SERV.) | 7.6 | 50 | 0 | 0 | 0 | 0 | 0 | 0 | 0 | 0 | 0 | 0 | 0 | 0 | 0
OVERHEAD DISTRIBUTION CONSTRUCTION
ASSEMBLY GROUP 8 - CONDUCTOR ATTACHMENTS & CONNECTIONS
Compatible Unit | Compatible Unit Description | Index Section | Estimated Annual Usage | INSTALL-HOT | INSTALL-COLD | REMOVE-HOT | REMOVE-COLD | TRANSFER-HOT | TRANSFER-COLD | INSTALL-HOT | INSTALL-COLD | REMOVE-HOT | REMOVE-COLD | TRANSFER-HOT | TRANSFER-COLD | Sub-Total
|  |  |  | UNIT PRICE | UNIT PRICE | UNIT PRICE | UNIT PRICE | UNIT PRICE | UNIT PRICE
ARMROD10 | ARMOR ROD FOR 1/0 CONDUCTOR | 8.3 | 3 | 0 | 0 | 0 | 0 | 0 | 0 | 0 | 0 | 0 | 0 | 0 | 0 | 0
ARMROD336 | ARMOR ROD FOR 336 CONDUCTOR | 8.3 | 6 | 0 | 0 | 0 | 0 | 0 | 0 | 0 | 0 | 0 | 0 | 0 | 0 | 0
ARMROD40 | ARMOR ROD FOR 4/0 CONDUCTOR | 8.3 | 3 | 0 | 0 | 0 | 0 | 0 | 0 | 0 | 0 | 0 | 0 | 0 | 0 | 0
ARMROD477 | ARMOR ROD FOR 477 CONDUCTOR | 8.3 | 6 | 0 | 0 | 0 | 0 | 0 | 0 | 0 | 0 | 0 | 0 | 0 | 0 | 0
OVERHEAD DISTRIBUTION CONSTRUCTION
ASSEMBLY GROUP 9 - TRANSFORMERS (OVERHEAD)
Compatible Unit | Compatible Unit Description | Index Section | Estimated Annual Usage | INSTALL-HOT | INSTALL-COLD | REMOVE-HOT | REMOVE-COLD | TRANSFER-HOT | TRANSFER-COLD | INSTALL-HOT | INSTALL-COLD | REMOVE-HOT | REMOVE-COLD | TRANSFER-HOT | TRANSFER-COLD | Sub-Total
|  |  |  | UNIT PRICE | UNIT PRICE | UNIT PRICE | UNIT PRICE | UNIT PRICE | UNIT PRICE
T100S1A | TRANSFORMER, CSP, 100KVA, 12.47GRDY/7.2-120/240 | 9.1 | 3 | 0 | 0 | 0 | 0 | 0 | 0 | 0 | 0 | 0 | 0 | 0 | 0 | 0
T100S4A | TRANSFORMER, CSP, 100KVA, 24.94GRDY/14.4-120/240 | 9.1 | 3 | 0 | 0 | 0 | 0 | 0 | 0 | 0 | 0 | 0 | 0 | 0 | 0 | 0
T100S5A | XFMR, CSP, 100KVA, 24.94GRDY/14.4X12.47GRDY/7.2-120/240 REM | 9.1 | 3 | N/A | N/A | 0 | 0 | N/A | N/A | N/A | N/A | 0 | 0 | N/A | N/A | 0
T100S6A | XFMR, CSP, 100KVA, 24.94GRDY/14.4X12.47GRDY/7.2-120/240 REM | 9.1 | 3 | N/A | N/A | 0 | 0 | N/A | N/A | N/A | N/A | 0 | 0 | N/A | N/A | 0
T10S1A | TRANSFORMER, CSP, 10 KVA, 12.47GRDY/7.2-120/240 | 9.1 | 10 | 0 | 0 | 0 | 0 | 0 | 0 | 0 | 0 | 0 | 0 | 0 | 0 | 0
T10S4A | TRANSFORMER, CSP, 10 KVA, 24.94GRDY/14.4-120/240 | 9.1 | 10 | 0 | 0 | 0 | 0 | 0 | 0 | 0 | 0 | 0 | 0 | 0 | 0 | 0
T10S5A | XFMR, CSP, 10 KVA, 24.94GRDY/14.4X12.47GRDY/7.2-120/240 | 9.1 | 5 | 0 | 0 | 0 | 0 | 0 | 0 | 0 | 0 | 0 | 0 | 0 | 0 | 0
T10S6A | XFMR, CSP, 10 KVA, 24.94GRDY/14.4X12.47GRDY/7.2-120/240 | 9.1 | 5 | 0 | 0 | 0 | 0 | 0 | 0 | 0 | 0 | 0 | 0 | 0 | 0 | 0
T15S1A | TRANSFORMER, CSP, 15 KVA, 12.47GRDY/7.2-120/240 | 9.1 | 2 | 0 | 0 | 0 | 0 | 0 | 0 | 0 | 0 | 0 | 0 | 0 | 0 | 0
T15S4A | TRANSFORMER, CSP, 15 KVA, 24.94GRDY/14.4-120/240 | 9.1 | 2 | 0 | 0 | 0 | 0 | 0 | 0 | 0 | 0 | 0 | 0 | 0 | 0 | 0
T15S5A | XFMR, CSP, 15 KVA, 24.94GRDY/14.4X12.47GRDY/7.2-120/240 | 9.1 | 2 | 0 | 0 | 0 | 0 | 0 | 0 | 0 | 0 | 0 | 0 | 0 | 0 | 0
T15S6A | XFMR, CSP, 15 KVA, 24.94GRDY/14.4X12.47GRDY/7.2-120/240 | 9.1 | 2 | 0 | 0 | 0 | 0 | 0 | 0 | 0 | 0 | 0 | 0 | 0 | 0 | 0
T167S1A | TRANSFORMER, CSP, 167KVA, 12.47GRDY/7.2-120/240 | 9.1 | 3 | 0 | 0 | 0 | 0 | 0 | 0 | 0 | 0 | 0 | 0 | 0 | 0 | 0
T167S4A | TRANSFORMER, CSP, 167 KVA, 24.94GRDY/14.4-120/240 | 9.1 | 3 | 0 | 0 | 0 | 0 | 0 | 0 | 0 | 0 | 0 | 0 | 0 | 0 | 0
T25S1A | XFMR, CSP, 25 KVA, 12.47GRDY/7.2 - 120/240 | 9.1 | 25 | 0 | 0 | 0 | 0 | 0 | 0 | 0 | 0 | 0 | 0 | 0 | 0 | 0
T25S4A | XFMR, CSP, 25 KVA, 24.94GRDY/14.4 - 120/240 | 9.1 | 10 | 0 | 0 | 0 | 0 | 0 | 0 | 0 | 0 | 0 | 0 | 0 | 0 | 0
T25S5A | XFMR, CSP, 25 KVA, 24.94GRDY/14.4X12.47GRDY/7.2 - 120/240 | 9.1 | 5 | 0 | 0 | 0 | 0 | 0 | 0 | 0 | 0 | 0 | 0 | 0 | 0 | 0
T25S5E | XFMR, CSP, 25 KVA, 24.94GRDY/14.4X12.47GRDY/7.2 - 120 | 9.1 | 5 | 0 | 0 | 0 | 0 | 0 | 0 | 0 | 0 | 0 | 0 | 0 | 0 | 0
OVERHEAD DISTRIBUTION CONSTRUCTION
ASSEMBLY GROUP 9 - TRANSFORMERS (OVERHEAD)
Compatible Unit | Compatible Unit Description | Index Section | Estimated Annual Usage | INSTALL-HOT | INSTALL-COLD | REMOVE-HOT | REMOVE-COLD | TRANSFER-HOT | TRANSFER-COLD | INSTALL-HOT | INSTALL-COLD | REMOVE-HOT | REMOVE-COLD | TRANSFER-HOT | TRANSFER-COLD | Sub-Total
|  |  |  | UNIT PRICE | UNIT PRICE | UNIT PRICE | UNIT PRICE | UNIT PRICE | UNIT PRICE
T25S6A | XFMR, CSP, 25 KVA, 24.94GRDY/14.4X12.47GRDY/7.2 - 120/240 | 9.1 | 5 | 0 | 0 | 0 | 0 | 0 | 0 | 0 | 0 | 0 | 0 | 0 | 0 | 0
T25S6E | XFMR, CSP, 25 KVA, 24.94GRDY/14.4X12.47GRDY/7.2 - 120 | 9.1 | 2 | 0 | 0 | 0 | 0 | 0 | 0 | 0 | 0 | 0 | 0 | 0 | 0 | 0
T37S1A | XFMR, CSP, 37.5 KVA, 12.47GRDY/7.2 - 120/240 REMOVAL ONLY | 9.1 | 2 | N/A | N/A | 0 | 0 | N/A | N/A | N/A | N/A | 0 | 0 | N/A | N/A | 0
T3S1A | XFMR, CSP, 3 KVA, 12.47GRDY/7.2 - 120/240 REMOVAL ONLY | 9.1 | 2 | N/A | N/A | 0 | 0 | N/A | N/A | N/A | N/A | 0 | 0 | N/A | N/A | 0
T50S1A | TRANSFORMER, CSP, 50 KVA, 12.47GRDY/7.2-120/240 | 9.1 | 10 | 0 | 0 | 0 | 0 | 0 | 0 | 0 | 0 | 0 | 0 | 0 | 0 | 0
T50S4A | TRANSFORMER, CSP, 50 KVA, 24.94GRDY/14.4-120/240 | 9.1 | 10 | 0 | 0 | 0 | 0 | 0 | 0 | 0 | 0 | 0 | 0 | 0 | 0 | 0
T50S5A | XFMR, CSP, 50 KVA, 29.94GRDY/14.4X12.47GRDY/7.2-120/240 | 9.1 | 10 | 0 | 0 | 0 | 0 | 0 | 0 | 0 | 0 | 0 | 0 | 0 | 0 | 0
T50S5E | TRANSFORMER, CSP, 50 KVA, 24.94GRDY/14.4X12.47Y/7.2-120 | 9.1 | 5 | 0 | 0 | 0 | 0 | 0 | 0 | 0 | 0 | 0 | 0 | 0 | 0 | 0
T50S6A | XFMR, CSP, 50 KVA, 24.94GRDY/14.4X12.47GRDY/7.2-120/240 | 9.1 | 5 | 0 | 0 | 0 | 0 | 0 | 0 | 0 | 0 | 0 | 0 | 0 | 0 | 0
T50S6E | XFMR, CSP, 50KVA, 24.94GRDY/14.4X12.47Y/7.2-120 | 9.1 | 2 | 0 | 0 | 0 | 0 | 0 | 0 | 0 | 0 | 0 | 0 | 0 | 0 | 0
T5S1A | TRANSFORMER, CSP, 5 KVA, 12.47GRDY/7.2-120/240 | 9.1 | 2 | 0 | 0 | 0 | 0 | 0 | 0 | 0 | 0 | 0 | 0 | 0 | 0 | 0
T5S5A | XFMR, CSP, 5 KVA, 24.94GRDY/14.4X12.47GRDY/7.2-120/24 | 9.1 | 2 | 0 | 0 | 0 | 0 | 0 | 0 | 0 | 0 | 0 | 0 | 0 | 0 | 0
T5S6A | XFMR, CSP, 5 KVA, 24.94GRDY/14.4X12.47GRDY/7.2-120/240 | 9.1 | 2 | 0 | 0 | 0 | 0 | 0 | 0 | 0 | 0 | 0 | 0 | 0 | 0 | 0
T75S1A | TRANSFORMER, CSP, 75 KVA, 12.47GRDY/7.2-120/240 | 9.1 | 3 | 0 | 0 | 0 | 0 | 0 | 0 | 0 | 0 | 0 | 0 | 0 | 0 | 0
T75S4A | TRANSFORMER, CSP, 75 KVA, 24.94GRDY/14.4-120/240 | 9.1 | 3 | 0 | 0 | 0 | 0 | 0 | 0 | 0 | 0 | 0 | 0 | 0 | 0 | 0
T75S5A | XFMR, CSP, 75 KVA, 24.94GRDY/14.4X12.47GRDY/7.2-120/240 | 9.1 | 3 | 0 | 0 | 0 | 0 | 0 | 0 | 0 | 0 | 0 | 0 | 0 | 0 | 0
T75S6A | XFMR, CSP, 75 KVA, 24.94GRDY/14.4X12.47GRDY/7.2-120/240 | 9.1 | 3 | 0 | 0 | 0 | 0 | 0 | 0 | 0 | 0 | 0 | 0 | 0 | 0 | 0
T7S1A | TRANSFORMER, CSP, 7.5 KVA, 12.47GRDY/7.2-120/240 | 9.1 | 2 | 0 | 0 | 0 | 0 | 0 | 0 | 0 | 0 | 0 | 0 | 0 | 0 | 0
OVERHEAD DISTRIBUTION CONSTRUCTION
ASSEMBLY GROUP 9 - TRANSFORMERS (OVERHEAD)
Compatible Unit | Compatible Unit Description | Index Section | Estimated Annual Usage | INSTALL-HOT | INSTALL-COLD | REMOVE-HOT | REMOVE-COLD | TRANSFER-HOT | TRANSFER-COLD | INSTALL-HOT | INSTALL-COLD | REMOVE-HOT | REMOVE-COLD | TRANSFER-HOT | TRANSFER-COLD | Sub-Total
|  |  |  | UNIT PRICE | UNIT PRICE | UNIT PRICE | UNIT PRICE | UNIT PRICE | UNIT PRICE
T100V1A | TRANSFORMER, CONV, 100KVA, 7.2/12.47Y-120/240 | 9.2 | 3 | 0 | 0 | 0 | 0 | 0 | 0 | 0 | 0 | 0 | 0 | 0 | 0 | 0
T100V2F | TRANSFORMER, CONV, 100KVA, 12.0-277 (REMOVAL ONLY) | 9.2 | 3 | N/A | N/A | 0 | 0 | N/A | N/A | N/A | N/A | 0 | 0 | N/A | N/A | 0
T100V3A | TRANSFORMER, CONV, 100KVA, 13.2/22.86Y-120/240 | 9.2 | 3 | 0 | 0 | 0 | 0 | 0 | 0 | 0 | 0 | 0 | 0 | 0 | 0 | 0
T100V3F | TRANSFORMER, CONV, 100KVA, 13.2/22.86Y-277 | 9.2 | 3 | 0 | 0 | 0 | 0 | 0 | 0 | 0 | 0 | 0 | 0 | 0 | 0 | 0
T100V4A | TRANSFORMER, CONV, 100 KVA, 14.4/24.94-120/240 | 9.2 | 3 | 0 | 0 | 0 | 0 | 0 | 0 | 0 | 0 | 0 | 0 | 0 | 0 | 0
T100V5A | TRANSFORMER, CONV, 100 KVA, 14.4/24.94YX7.2/12.47Y-120/240 | 9.2 | 3 | 0 | 0 | 0 | 0 | 0 | 0 | 0 | 0 | 0 | 0 | 0 | 0 | 0
T100V5F | TRANSFORMER, CONV, 100 KVA, 14.4/24.94YX7.2/12.47Y-277 | 9.2 | 3 | 0 | 0 | 0 | 0 | 0 | 0 | 0 | 0 | 0 | 0 | 0 | 0 | 0
T100V6A | TRANSFORMER, CONV, 100 KVA, 14.4/24.94YX7.2/12.47Y-120/240 | 9.2 | 3 | 0 | 0 | 0 | 0 | 0 | 0 | 0 | 0 | 0 | 0 | 0 | 0 | 0
T100V6F | TRANSFORMER, CONV, 100 KVA, 14.4/24.94YX7.2/12.47Y-277 | 9.2 | 3 | 0 | 0 | 0 | 0 | 0 | 0 | 0 | 0 | 0 | 0 | 0 | 0 | 0
T100V8A | TRANSFORMER, CONV, 100 KVA, 24.94X12.47-120/240 | 9.2 | 3 | 0 | 0 | 0 | 0 | 0 | 0 | 0 | 0 | 0 | 0 | 0 | 0 | 0
T100V9A | TRANSFORMER, CONV, 100 KVA, 24.94X12.47-120/240 | 9.2 | 3 | 0 | 0 | 0 | 0 | 0 | 0 | 0 | 0 | 0 | 0 | 0 | 0 | 0
T10V1A | TRANSFORMER, CONV, 10 KVA, 7.2/12.47Y-120/240 | 9.2 | 2 | 0 | 0 | 0 | 0 | 0 | 0 | 0 | 0 | 0 | 0 | 0 | 0 | 0
T10V4A | TRANSFORMER, CONV, 10 KVA, 14.4/24.94Y-120/240 | 9.2 | 2 | 0 | 0 | 0 | 0 | 0 | 0 | 0 | 0 | 0 | 0 | 0 | 0 | 0
T15V1A | TRANSFORMER, CONV, 15 KVA, 7.2/12.47Y-120/240 REMOVAL ONLY | 9.2 | 2 | N/A | N/A | 0 | 0 | N/A | N/A | N/A | N/A | 0 | 0 | N/A | N/A | 0
T15V1D | TRANSFORMER, CONV, 15 KVA, 7.2/12.47Y-240/480 | 9.2 | 2 | 0 | 0 | 0 | 0 | 0 | 0 | 0 | 0 | 0 | 0 | 0 | 0 | 0
T15V5D | TRANSFORMER, CONV, 15 KVA, 24.94GRDY/14.4X12.47GRDY/7.2 | 9.2 | 2 | 0 | 0 | 0 | 0 | 0 | 0 | 0 | 0 | 0 | 0 | 0 | 0 | 0
T15V6D | TRANSFORMER, CONV, 15 KVA, 24.94GRDY/14.4X12.47GRDY/7.2 | 9.2 | 2 | 0 | 0 | 0 | 0 | 0 | 0 | 0 | 0 | 0 | 0 | 0 | 0 | 0
T167V1A | TRANSFORMER, CONV, 167 KVA, 7.2/12.42Y-120/240 | 9.2 | 2 | 0 | 0 | 0 | 0 | 0 | 0 | 0 | 0 | 0 | 0 | 0 | 0 | 0
OVERHEAD DISTRIBUTION CONSTRUCTION
ASSEMBLY GROUP 9 - TRANSFORMERS (OVERHEAD)
Compatible Unit | Compatible Unit Description | Index Section | Estimated Annual Usage | INSTALL-HOT | INSTALL-COLD | REMOVE-HOT | REMOVE-COLD | TRANSFER-HOT | TRANSFER-COLD | INSTALL-HOT | INSTALL-COLD | REMOVE-HOT | REMOVE-COLD | TRANSFER-HOT | TRANSFER-COLD | Sub-Total
|  |  |  | UNIT PRICE | UNIT PRICE | UNIT PRICE | UNIT PRICE | UNIT PRICE | UNIT PRICE
T167V2F | TRANSFORMER, CONV, 167 KVA, 12.0-277 | 9.2 | 3 | 0 | 0 | 0 | 0 | 0 | 0 | 0 | 0 | 0 | 0 | 0 | 0 | 0
T167V3A | TRANSFORMER, CONV, 167 KVA, 13.2/22.86Y-120/240 | 9.2 | 3 | 0 | 0 | 0 | 0 | 0 | 0 | 0 | 0 | 0 | 0 | 0 | 0 | 0
T167V3F | TRANSFORMER, CONV, 167 KVA, 13.2/22.86Y-277 | 9.2 | 3 | 0 | 0 | 0 | 0 | 0 | 0 | 0 | 0 | 0 | 0 | 0 | 0 | 0
T167V4A | TRANSFORMER, CONV, 167 KVA, 14.4/24.94Y-120/240 | 9.2 | 3 | 0 | 0 | 0 | 0 | 0 | 0 | 0 | 0 | 0 | 0 | 0 | 0 | 0
T167V5A | TRANSFORMER, CONV, 167 KVA, 14.4/24.94YX7.2/12.4Y-120/240 | 9.2 | 3 | 0 | 0 | 0 | 0 | 0 | 0 | 0 | 0 | 0 | 0 | 0 | 0 | 0
T167V5F | TRANSFORMER, CONV, 167 KVA, 14.4/24.94YX7.2/12.47Y-277 | 9.2 | 3 | 0 | 0 | 0 | 0 | 0 | 0 | 0 | 0 | 0 | 0 | 0 | 0 | 0
T167V6A | TRANSFORMER, CONV, 167 KVA, 14.4/24.94YX7.2/12.47Y-120/240 | 9.2 | 3 | 0 | 0 | 0 | 0 | 0 | 0 | 0 | 0 | 0 | 0 | 0 | 0 | 0
T167V6F | TRANSFORMER, CONV, 167 KVA, 14.4/24.94YX7.2/12.47Y-277 | 9.2 | 3 | 0 | 0 | 0 | 0 | 0 | 0 | 0 | 0 | 0 | 0 | 0 | 0 | 0
T167V8A | TRANSFORMER, CONV, 167 KVA, 24.94 X 12.47 - 120/240 | 9.2 | 3 | 0 | 0 | 0 | 0 | 0 | 0 | 0 | 0 | 0 | 0 | 0 | 0 | 0
T167V9A | TRANSFORMER, CONV, 167 KVA, 24.94 X 12.47 - 120/240 | 9.2 | 3 | 0 | 0 | 0 | 0 | 0 | 0 | 0 | 0 | 0 | 0 | 0 | 0 | 0
T250V1A | XFMR, CONV, 250 KVA, 7.2/12.42Y - 120/240 | 9.2 | 1 | 0 | 0 | 0 | 0 | 0 | 0 | 0 | 0 | 0 | 0 | 0 | 0 | 0
T250V2A | XFMR, CONV, 250 KVA, 12.0 - 120/240 REMOVAL ONLY | 9.2 | 1 | N/A | N/A | 0 | 0 | N/A | N/A | N/A | N/A | 0 | 0 | N/A | N/A | 0
T250V2F | XFMR, CONV, 250 KVA, 12.0 - 277 | 9.2 | 1 | 0 | 0 | 0 | 0 | 0 | 0 | 0 | 0 | 0 | 0 | 0 | 0 | 0
T250V3A | XFMR, CONV, 250 KVA, 13.2/22.86Y - 120/240 | 9.2 | 1 | 0 | 0 | 0 | 0 | 0 | 0 | 0 | 0 | 0 | 0 | 0 | 0 | 0
T250V4A | XFMR, CONV, 250 KVA, 14.4/24.94Y - 120/240 | 9.2 | 1 | 0 | 0 | 0 | 0 | 0 | 0 | 0 | 0 | 0 | 0 | 0 | 0 | 0
T25V1A | XFMR, CONV, 25 KVA, 7.2/12.47Y - 120/240 | 9.2 | 5 | 0 | 0 | 0 | 0 | 0 | 0 | 0 | 0 | 0 | 0 | 0 | 0 | 0
T25V1D | XFMR, CONV, 25 KVA, 7.2/12.47Y - 240/480 | 9.2 | 5 | 0 | 0 | 0 | 0 | 0 | 0 | 0 | 0 | 0 | 0 | 0 | 0 | 0
T25V3A | XFMR, CONV, 25 KVA, 13.2/22.86Y - 120/240 | 9.2 | 5 | 0 | 0 | 0 | 0 | 0 | 0 | 0 | 0 | 0 | 0 | 0 | 0 | 0
OVERHEAD DISTRIBUTION CONSTRUCTION
ASSEMBLY GROUP 9 - TRANSFORMERS (OVERHEAD)
Compatible Unit | Compatible Unit Description | Index Section | Estimated Annual Usage | INSTALL-HOT | INSTALL-COLD | REMOVE-HOT | REMOVE-COLD | TRANSFER-HOT | TRANSFER-COLD | INSTALL-HOT | INSTALL-COLD | REMOVE-HOT | REMOVE-COLD | TRANSFER-HOT | TRANSFER-COLD | Sub-Total
|  |  |  | UNIT PRICE | UNIT PRICE | UNIT PRICE | UNIT PRICE | UNIT PRICE | UNIT PRICE
T25V4A | XFMR, CONV, 25 KVA, 14.4/24.94Y - 120/240 | 9.2 | 3 | 0 | 0 | 0 | 0 | 0 | 0 | 0 | 0 | 0 | 0 | 0 | 0 | 0
T25V4D | XFMR, CONV, 25 KVA, 7.2/12.47Y - 240/480 | 9.2 | 3 | 0 | 0 | 0 | 0 | 0 | 0 | 0 | 0 | 0 | 0 | 0 | 0 | 0
T25V8A | XFMR, CONV, 25 KVA, 24.94X12.47 - 120/240 | 9.2 | 3 | 0 | 0 | 0 | 0 | 0 | 0 | 0 | 0 | 0 | 0 | 0 | 0 | 0
T25V9A | XFMR, CONV, 25 KVA, 24.94X12.47 - 120/240 | 9.2 | 3 | 0 | 0 | 0 | 0 | 0 | 0 | 0 | 0 | 0 | 0 | 0 | 0 | 0
T333V1A | XFMR, CONV, 333 KVA, 7.2/12.47Y - 120/240 | 9.2 | 1 | 0 | 0 | 0 | 0 | 0 | 0 | 0 | 0 | 0 | 0 | 0 | 0 | 0
T333V2F | XFMR, CONV, 333 KVA, 12.0 - 277 REMOVAL ONLY | 9.2 | 1 | N/A | N/A | 0 | 0 | N/A | N/A | N/A | N/A | 0 | 0 | N/A | N/A | 0
T333V3A | XFMR, CONV, 333 KVA, 13.2/22.86Y - 120/240 | 9.2 | 1 | 0 | 0 | 0 | 0 | 0 | 0 | 0 | 0 | 0 | 0 | 0 | 0 | 0
T333V3F | XFMR, CONV, 333 KVA, 13.2/22.86Y - 277 | 9.2 | 1 | 0 | 0 | 0 | 0 | 0 | 0 | 0 | 0 | 0 | 0 | 0 | 0 | 0
T333V4A | XFMR, CONV, 333 KVA, 14.2/24.94Y - 120/240 | 9.2 | 1 | 0 | 0 | 0 | 0 | 0 | 0 | 0 | 0 | 0 | 0 | 0 | 0 | 0
T37V1A | XFMR, CONV, 37.5 KVA, 7.2/12.47Y - 120/240 REMOVAL ONLY | 9.2 | 1 | N/A | N/A | 0 | 0 | N/A | N/A | N/A | N/A | 0 | 0 | N/A | N/A | 0
T500V1A | TRANSFORMER, CONV, 500 KVA, 7.2/12.42Y-120/240 | 9.2 | 1 | 0 | 0 | 0 | 0 | 0 | 0 | 0 | 0 | 0 | 0 | 0 | 0 | 0
T500V2F | TRANSFORMER, CONV, 500 KVA, 12.0-277 | 9.2 | 1 | 0 | 0 | 0 | 0 | 0 | 0 | 0 | 0 | 0 | 0 | 0 | 0 | 0
T500V3F | TRANSFORMER, CONV, 500 KVA, 13.2/22.86Y-277 | 9.2 | 1 | 0 | 0 | 0 | 0 | 0 | 0 | 0 | 0 | 0 | 0 | 0 | 0 | 0
T500V4A | TRANSFORMER, CONV, 500 KVA, 14.4/24.94Y-120/240 | 9.2 | 1 | 0 | 0 | 0 | 0 | 0 | 0 | 0 | 0 | 0 | 0 | 0 | 0 | 0
T50V0A | TRANSFORMER, CONV, 50 KVA, 2.4/4.16Y-120/240 | 9.2 | 3 | 0 | 0 | 0 | 0 | 0 | 0 | 0 | 0 | 0 | 0 | 0 | 0 | 0
T50V1A | TRANSFORMER, CONV, 50 KVA, 7.2/12.47Y-120/240 | 9.2 | 3 | 0 | 0 | 0 | 0 | 0 | 0 | 0 | 0 | 0 | 0 | 0 | 0 | 0
T50V1F | TRANSFORMER, CONV, 50 KVA, 7.2-277 | 9.2 | 3 | 0 | 0 | 0 | 0 | 0 | 0 | 0 | 0 | 0 | 0 | 0 | 0 | 0
T50V2F | TRANSFORMER, CONV, 50 KVA, 12.0-277 | 9.2 | 3 | 0 | 0 | 0 | 0 | 0 | 0 | 0 | 0 | 0 | 0 | 0 | 0 | 0
OVERHEAD DISTRIBUTION CONSTRUCTION
ASSEMBLY GROUP 9 - TRANSFORMERS (OVERHEAD)
Compatible Unit | Compatible Unit Description | Index Section | Estimated Annual Usage | INSTALL-HOT | INSTALL-COLD | REMOVE-HOT | REMOVE-COLD | TRANSFER-HOT | TRANSFER-COLD | INSTALL-HOT | INSTALL-COLD | REMOVE-HOT | REMOVE-COLD | TRANSFER-HOT | TRANSFER-COLD | Sub-Total
|  |  |  | UNIT PRICE | UNIT PRICE | UNIT PRICE | UNIT PRICE | UNIT PRICE | UNIT PRICE
T50V3A | TRANSFORMER, CONV, 50 KVA, 13.2/22.86Y-120/240 | 9.2 | 3 | 0 | 0 | 0 | 0 | 0 | 0 | 0 | 0 | 0 | 0 | 0 | 0 | 0
T50V3F | TRANSFORMER, CONV, 50 KVA, 13.2/22.86Y-277 | 9.2 | 3 | 0 | 0 | 0 | 0 | 0 | 0 | 0 | 0 | 0 | 0 | 0 | 0 | 0
T50V3G | TRANSFORMER, CONV, 50 KVA, 13.2/22.86Y-2.4 | 9.2 | 3 | 0 | 0 | 0 | 0 | 0 | 0 | 0 | 0 | 0 | 0 | 0 | 0 | 0
T50V4A | TRANSFORMER, CONV, 50 KVA, 14.4/24.94Y-120/240 | 9.2 | 3 | 0 | 0 | 0 | 0 | 0 | 0 | 0 | 0 | 0 | 0 | 0 | 0 | 0
T50V5A | TRANSFORMER, CONV, 50 KVA, 14.4/24.94YX7.2/12.47Y-120/240 | 9.2 | 3 | 0 | 0 | 0 | 0 | 0 | 0 | 0 | 0 | 0 | 0 | 0 | 0 | 0
T50V5F | TRANSFORMER, CONV, 50 KVA, 14.4/24.94YX7.2/12.47Y-277 | 9.2 | 3 | 0 | 0 | 0 | 0 | 0 | 0 | 0 | 0 | 0 | 0 | 0 | 0 | 0
T50V6A | TRANSFORMER, CONV, 50 KVA, 14.4/24.94YX7.2/12.47Y-120/240 | 9.2 | 3 | 0 | 0 | 0 | 0 | 0 | 0 | 0 | 0 | 0 | 0 | 0 | 0 | 0
T50V6F | TRANSFORMER, CONV, 50 KVA, 14.4/24.94YX7.2/12.4Y-277 | 9.2 | 3 | 0 | 0 | 0 | 0 | 0 | 0 | 0 | 0 | 0 | 0 | 0 | 0 | 0
T50V8A | TRANSFORMER, CONV, 50 KVA, 24.94X12.47-120/240 | 9.2 | 3 | 0 | 0 | 0 | 0 | 0 | 0 | 0 | 0 | 0 | 0 | 0 | 0 | 0
T50V9A | TRANSFORMER, CONV, 50 KVA, 24.94X12.47-120/240 | 9.2 | 3 | 0 | 0 | 0 | 0 | 0 | 0 | 0 | 0 | 0 | 0 | 0 | 0 | 0
T5V1A | TRANSFORMER, CONV, 5 KVA, 7.2/12.4Y-120/240 REMOVAL ONLY | 9.2 | 3 | N/A | N/A | 0 | 0 | N/A | N/A | N/A | N/A | 0 | 0 | N/A | N/A | 0
T75V1A | TRANSFORMER, CONV, 75 KVA, 7.2/12.47Y-120/240 | 9.2 | 3 | 0 | 0 | 0 | 0 | 0 | 0 | 0 | 0 | 0 | 0 | 0 | 0 | 0
T75V3A | TRANSFORMER, CONV, 75 KVA, 13.2/22.86Y-120/240 | 9.2 | 3 | 0 | 0 | 0 | 0 | 0 | 0 | 0 | 0 | 0 | 0 | 0 | 0 | 0
T75V4A | TRANSFORMER, CONV, 75 KVA, 14.4/24.94Y-120/240 | 9.2 | 3 | 0 | 0 | 0 | 0 | 0 | 0 | 0 | 0 | 0 | 0 | 0 | 0 | 0
T75V5A | TRANSFORMER, CONV, 75 KVA, 14.4/24.94YX7.2/12.47Y-120/240 | 9.2 | 3 | 0 | 0 | 0 | 0 | 0 | 0 | 0 | 0 | 0 | 0 | 0 | 0 | 0
T75V5F | TRANSFORMER, CONV, 75 KVA, 14.4/24.94YX7.2/12.47Y-277 REMOVE | 9.2 | 3 | N/A | N/A | 0 | 0 | N/A | N/A | N/A | N/A | 0 | 0 | N/A | N/A | 0
T75V6A | TRANSFORMER, CONV, 75 KVA, 14.4/24.94YX7.2/12.47Y-120/240 | 9.2 | 3 | 0 | 0 | 0 | 0 | 0 | 0 | 0 | 0 | 0 | 0 | 0 | 0 | 0
T75V6F | TRANSFORMER, CONV, 75 KVA, 14.4/24.94YX7.2/12.47Y-277 REMOVE | 9.2 | 3 | N/A | N/A | 0 | 0 | N/A | N/A | N/A | N/A | 0 | 0 | N/A | N/A | 0
T75V8A | TRANSFORMER, CONV, 75 KVA, 24.94X12.47-120/240 REMOVAL ONLY | 9.2 | 3 | N/A | N/A | 0 | 0 | N/A | N/A | N/A | N/A | 0 | 0 | N/A | N/A | 0
T75V9A | TRANSFORMER, CONV, 75 KVA, 24.94X12.47-120/240 REMOVAL ONLY | 9.2 | 3 | N/A | N/A | 0 | 0 | N/A | N/A | N/A | N/A | 0 | 0 | N/A | N/A | 0
THALFV1E | TRANSFORMER, CONV, 1/2 KVA, 12.47GRDY/7.2-120 | 9.2 | 2 | 0 | 0 | 0 | 0 | 0 | 0 | 0 | 0 | 0 | 0 | 0 | 0 | 0
THALFV4E | TRANSFORMER, CONV, 1/2 KVA, 24.94GRDY/14.4-120 | 9.2 | 2 | 0 | 0 | 0 | 0 | 0 | 0 | 0 | 0 | 0 | 0 | 0 | 0 | 0
OVERHEAD DISTRIBUTION CONSTRUCTION
ASSEMBLY GROUP 10 - CONDUCTOR CONNECTOR COMPLEMENT (OVERHEAD)
Compatible Unit | Compatible Unit Description | Index Section | Estimated Annual Usage | INSTALL-HOT | INSTALL-COLD | REMOVE-HOT | REMOVE-COLD | TRANSFER-HOT | TRANSFER-COLD | INSTALL-HOT | INSTALL-COLD | REMOVE-HOT | REMOVE-COLD | TRANSFER-HOT | TRANSFER-COLD | Sub-Total
|  |  |  | UNIT PRICE | UNIT PRICE | UNIT PRICE | UNIT PRICE | UNIT PRICE | UNIT PRICE
CC1LG | COND. CMPLMT., OH, 167 KVA THRU 500 KVA | 10.1 | 6 | 0 | 0 | 0 | 0 | 0 | 0 | 0 | 0 | 0 | 0 | 0 | 0 | 0
CC1LGF | COND. CMPLMT., OH, 167 KVA THRU 500 KVA W/ COMPANION FUSE | 10.1 | 6 | 0 | 0 | 0 | 0 | 0 | 0 | 0 | 0 | 0 | 0 | 0 | 0 | 0
CC1MD | COND. CMPLMT., OH, 75 KVA THRU 100 KVA | 10.1 | 6 | 0 | 0 | 0 | 0 | 0 | 0 | 0 | 0 | 0 | 0 | 0 | 0 | 0
CC1MDF | COND. CMPLMT., OH, 75 KVA THRU 100 KVA W/ COMPANION FUSE | 10.1 | 6 | 0 | 0 | 0 | 0 | 0 | 0 | 0 | 0 | 0 | 0 | 0 | 0 | 0
CC1SM | COND., CMPLMT., OH 1/2 KVA THRU 50 KVA | 10.1 | 75 | 0 | 0 | 0 | 0 | 0 | 0 | 0 | 0 | 0 | 0 | 0 | 0 | 0
CC1SMF | COND., CMPLMT., OH 1/2 KVA THRU 50 KVA W/ COMPANION FUSE | 10.1 | 25 | 0 | 0 | 0 | 0 | 0 | 0 | 0 | 0 | 0 | 0 | 0 | 0 | 0
OVERHEAD DISTRIBUTION CONSTRUCTION
ASSEMBLY GROUP 12 - FOUNDATIONS & PADS
Compatible Unit | Compatible Unit Description | Index Section | Estimated Annual Usage | INSTALL-HOT | INSTALL-COLD | REMOVE-HOT | REMOVE-COLD | TRANSFER-HOT | TRANSFER-COLD | INSTALL-HOT | INSTALL-COLD | REMOVE-HOT | REMOVE-COLD | TRANSFER-HOT | TRANSFER-COLD | Sub-Total
|  |  |  | UNIT PRICE | UNIT PRICE | UNIT PRICE | UNIT PRICE | UNIT PRICE | UNIT PRICE
PLAT16 | PLATFORM, ALUMINUM, 16' | 12.1 | 1 | 0 | 0 | 0 | 0 | 0 | 0 | 0 | 0 | 0 | 0 | 0 | 0 | 0
PLAT22 | PLATFORM, ALUMINUM, 22' | 12.1 | 1 | 0 | 0 | 0 | 0 | 0 | 0 | 0 | 0 | 0 | 0 | 0 | 0 | 0
OVERHEAD DISTRIBUTION CONSTRUCTION
ASSEMBLY GROUP 15 - SWITCHES
Compatible Unit | Compatible Unit Description | Index Section | Estimated Annual Usage | INSTALL-HOT | INSTALL-COLD | REMOVE-HOT | REMOVE-COLD | TRANSFER-HOT | TRANSFER-COLD | INSTALL-HOT | INSTALL-COLD | REMOVE-HOT | REMOVE-COLD | TRANSFER-HOT | TRANSFER-COLD | Sub-Total
|  |  |  | UNIT PRICE | UNIT PRICE | UNIT PRICE | UNIT PRICE | UNIT PRICE | UNIT PRICE
SWVCR600E15 | RECLOSER, 600A, 15 KV, 3-PHASE, TRIPLE/SINGLE, ELECTRONIC | 15.2 | 75 | 0 | 0 | 0 | 0 | 0 | 0 | 0 | 0 | 0 | 0 | 0 | 0 | 0
SWVCR6003E | RECLOSER, 600A, 25 KV, 3-PHASE, TRIPLE/SINGLE, ELECTRONIC | 15.2 | 25 | 0 | 0 | 0 | 0 | 0 | 0 | 0 | 0 | 0 | 0 | 0 | 0 | 0
OVERHEAD DISTRIBUTION CONSTRUCTION
ASSEMBLY GROUP 21 - LIGHTING
Compatible Unit | Compatible Unit Description | Index Section | Estimated Annual Usage | INSTALL-HOT | INSTALL-COLD | REMOVE-HOT | REMOVE-COLD | TRANSFER-HOT | TRANSFER-COLD | INSTALL-HOT | INSTALL-COLD | REMOVE-HOT | REMOVE-COLD | TRANSFER-HOT | TRANSFER-COLD | Sub-Total
|  |  |  | UNIT PRICE | UNIT PRICE | UNIT PRICE | UNIT PRICE | UNIT PRICE | UNIT PRICE
L10S212P | LUMINAIRE, 100W HPS, TYPE II, 120V, W/PHOTOCONTROL | 21.1 | 5 | N/A | 0 | N/A | 0 | N/A | 0 | N/A | 0 | N/A | 0 | N/A | 0 | 0
L10S512P | LUMINAIRE, 100W HPS, TYPE V, 120V, W/PC | 21.1 | 5 | N/A | 0 | N/A | 0 | N/A | 0 | N/A | 0 | N/A | 0 | N/A | 0 | 0
L10SAM3N | LUMINAIRE, 100W HPS, ACORN TYPE III, MULTI-VOLT | 21.1 | 2 | N/A | 0 | N/A | 0 | N/A | 0 | N/A | 0 | N/A | 0 | N/A | 0 | 0
L10SRM1P | LUMINAIRE, 100W HPS, TYPE II, CUTOFF MULTI-VOLT W/PC | 21.1 | 5 | N/A | 0 | N/A | 0 | N/A | 0 | N/A | 0 | N/A | 0 | N/A | 0 | 0
L130E2M1P | LUMINAIRE, LED, ROADWAY, TYPE II MED DIST, 130w | 21.1 | 550 | N/A | 0 | N/A | 0 | N/A | 0 | N/A | 0 | N/A | 0 | N/A | 0 | 0
L130E3M1P | LUMINAIRE, LED, ROADWAY, TYPE III MED DIST, 130W | 21.1 | 550 | N/A | 0 | N/A | 0 | N/A | 0 | N/A | 0 | N/A | 0 | N/A | 0 | 0
L14E2M1P | LUMINAIRE,LED,ROADWAY,TYPE II MED DIST,14,000 LUMENS | 21.1 | 5 | N/A | N/A | N/A | 0 | N/A | N/A | N/A | N/A | N/A | 0 | N/A | N/A | 0
L15S324P | LUMINAIRE, 150W HPS, TYPE III, 240V, W/PHOTOCONTROL | 21.1 | 2 | N/A | 0 | N/A | 0 | N/A | 0 | N/A | 0 | N/A | 0 | N/A | 0 | 0
L175HEAD | LUMINAIRE, 175W HG, TYPE V, 120V, HEAD(REMOVE/TRANSFER ONLY) | 21.1 | 2 | N/A | N/A | N/A | 0 | N/A | N/A | N/A | N/A | N/A | 0 | N/A | N/A | 0
L17M212P | LUMINAIRE, 175W HG, TYPE II, 120V, W/PC (REMOVAL ONLY) | 21.1 | 2 | N/A | N/A | N/A | 0 | N/A | N/A | N/A | N/A | N/A | 0 | N/A | N/A | 0
L17M512P | LUMINAIRE, 175W HG, TYPE V, 120V, W/PC (REMOVAL ONLY) | 21.1 | 2 | N/A | N/A | N/A | 0 | N/A | N/A | N/A | N/A | N/A | 0 | N/A | N/A | 0
L180E3M1P | LUMINAIRE, LED, ROADWAY, TYPE III MEDIUM DISTRIBUTION, 180W | 21.1 | 25 | N/A | 0 | N/A | 0 | N/A | 0 | N/A | 0 | N/A | 0 | N/A | 0 | 0
L200E2M1P | LUMINAIRE, LED, ROADWAY, TYPE II DIST, 200W | 21.1 | 550 | N/A | 0 | N/A | 0 | N/A | 0 | N/A | 0 | N/A | 0 | N/A | 0 | 0
L200E3M1P | LUMINAIRE, LED, ROADWAY, TYPE III MED DISTRIBUTION, 200W | 21.1 | 550 | N/A | 0 | N/A | 0 | N/A | 0 | N/A | 0 | N/A | 0 | N/A | 0 | 0
L240EFM1P | LUMINAIRE, LED, FLOODLIGHT, 6X5 DISTRIBUTION, SMALL, GRAY, 240W | 21.1 | 10 | N/A | 0 | N/A | 0 | N/A | 0 | N/A | 0 | N/A | 0 | N/A | 0 | 0
L25S212P | LUMANAIRE, 250W HPS, TYPE II, 120V, W/PHOTOCONTROL | 21.1 | 2 | N/A | 0 | N/A | 0 | N/A | 0 | N/A | 0 | N/A | 0 | N/A | 0 | 0
OVERHEAD DISTRIBUTION CONSTRUCTION
ASSEMBLY GROUP 21 - LIGHTING
Compatible Unit | Compatible Unit Description | Index Section | Estimated Annual Usage | INSTALL-HOT | INSTALL-COLD | REMOVE-HOT | REMOVE-COLD | TRANSFER-HOT | TRANSFER-COLD | INSTALL-HOT | INSTALL-COLD | REMOVE-HOT | REMOVE-COLD | TRANSFER-HOT | TRANSFER-COLD | Sub-Total
|  |  |  | UNIT PRICE | UNIT PRICE | UNIT PRICE | UNIT PRICE | UNIT PRICE | UNIT PRICE
L25S324N | LUMINAIRE, 250W HPS, TYPE III, 240V | 21.1 | 2 | N/A | 0 | N/A | 0 | N/A | 0 | N/A | 0 | N/A | 0 | N/A | 0 | 0
L25SCM1P | LUMINAIRE, 250W HPS, CUTOFF, TYPE III, MULTI-VOLT, W/PC | 21.1 | 2 | N/A | 0 | N/A | 0 | N/A | 0 | N/A | 0 | N/A | 0 | N/A | 0 | 0
L320EFM1P | LUMINAIRE, LED, FLOODLIGHT, 6X5 DISTRIBUTION, LARGE, GRAY, 320W | 21.1 | 10 | N/A | 0 | N/A | 0 | N/A | 0 | N/A | 0 | N/A | 0 | N/A | 0 | 0
L40H3M1P | LUMINAIRE, 400W MH, TYPE III, MULTI-VOLT,W/PC (REMOVAL ONLY) | 21.1 | 2 | N/A | N/A | N/A | 0 | N/A | 0 | N/A | N/A | N/A | 0 | N/A | 0 | 0
L40HF12P | LUMINAIRE, 400W MH, FLOODLIGHT, 120V, W/PHOTOCONTROL | 21.1 | 2 | N/A | 0 | N/A | 0 | N/A | 0 | N/A | 0 | N/A | 0 | N/A | 0 | 0
L40S324N | LUMINAIRE, 400W HPS, TYPE III, 240 V | 21.1 | 2 | N/A | 0 | N/A | 0 | N/A | 0 | N/A | 0 | N/A | 0 | N/A | 0 | 0
L40S348N | LUMINAIRE, 400W HPS, TYPE III, 480V | 21.1 | 2 | N/A | 0 | N/A | 0 | N/A | 0 | N/A | 0 | N/A | 0 | N/A | 0 | 0
L40S3M1P | LUMINAIRE, 400W HPS, TYPE III, MULTI-VOLT, W/PHOTOCONTROL | 21.1 | 2 | N/A | 0 | N/A | 0 | N/A | 0 | N/A | 0 | N/A | 0 | N/A | 0 | 0
L40SCM3N | LUMANAIRE, 400W HPS, CUTOFF, TYPE III, MULTI-VOLT | 21.1 | 2 | N/A | 0 | N/A | 0 | N/A | 0 | N/A | 0 | N/A | 0 | N/A | 0 | 0
L40SF12P | LUMINAIRE, 400W HPS, FLOODLIGHT, 120V, W/PHOTOCONTROL | 21.1 | 2 | N/A | 0 | N/A | 0 | N/A | 0 | N/A | 0 | N/A | 0 | N/A | 0 | 0
L50E2M1P | LUMINAIRE, LED, ROADWAY, TYPE II, 50 W | 21.1 | 475 | N/A | N/A | N/A | 0 | N/A | N/A | N/A | N/A | N/A | 0 | N/A | N/A | 0
L50E3M1P | LUMINAIRE, LED, ROADWAY, TYPE III, 50 W | 21.1 | 475 | N/A | 0 | N/A | 0 | N/A | 0 | N/A | 0 | N/A | 0 | N/A | 0 | 0
L50E5M1P | LUMINAIRE, LED, SECURITY, TYPE V DISTRIBUTION, 50 W | 21.1 | 50 | N/A | 0 | N/A | 0 | N/A | 0 | N/A | 0 | N/A | 0 | N/A | 0 | 0
L60E4M1P | LUMINAIRE, LED, ROADWAY, TYPE IV, M-VOLT, 60 W | 21.1 | 5 | N/A | 0 | N/A | 0 | N/A | 0 | N/A | 0 | N/A | 0 | N/A | 0 | 0
L60E5M1P | LUMINAIRE,LED,AREA,TYPE V DISTRIBUTION | 21.1 | 5 | N/A | N/A | N/A | 0 | N/A | N/A | N/A | N/A | N/A | 0 | N/A | N/A | 0
L67E3M1P | LUMINAIRE, LED, ROADWAY, TYPE III, M-VOLT, 67 W | 21.1 | 5 | N/A | 0 | N/A | 0 | N/A | 0 | N/A | 0 | N/A | 0 | N/A | 0 | 0
L70E2M1P | LUMINAIRE, LED, ROADWAY, TYPE II, M-VOLT, 70 W | 21.1 | 1025 | N/A | 0 | N/A | 0 | N/A | 0 | N/A | 0 | N/A | 0 | N/A | 0 | 0
L70E3M1P | LUMINAIRE, LED, ROADWAY, TYPE III, M-VOLT, 70 W | 21.1 | 1025 | N/A | 0 | N/A | 0 | N/A | 0 | N/A | 0 | N/A | 0 | N/A | 0 | 0
OVERHEAD DISTRIBUTION CONSTRUCTION
ASSEMBLY GROUP 21 - LIGHTING
Compatible Unit | Compatible Unit Description | Index Section | Estimated Annual Usage | INSTALL-HOT | INSTALL-COLD | REMOVE-HOT | REMOVE-COLD | TRANSFER-HOT | TRANSFER-COLD | INSTALL-HOT | INSTALL-COLD | REMOVE-HOT | REMOVE-COLD | TRANSFER-HOT | TRANSFER-COLD | Sub-Total
|  |  |  | UNIT PRICE | UNIT PRICE | UNIT PRICE | UNIT PRICE | UNIT PRICE | UNIT PRICE
LX1HFM1P | LUMINAIRE, 1000W, MH, FLOODLIGHT, MULTI-VOLT, W/PHOTOCONTROL | 21.1 | 2 | N/A | N/A | N/A | 0 | N/A | N/A | N/A | N/A | N/A | 0 | N/A | N/A | 0
LX1SFM1P | LUMINAIRE, 1000W HPS, FLOODLIGHT, MULTI-VOLT, W/PHOTOCONTROL | 21.1 | 2 | N/A | N/A | N/A | 0 | N/A | N/A | N/A | N/A | N/A | 0 | N/A | N/A | 0
PCG | PHOTOCONTROL, LONG LIFE, ELECTRONIC, 3-WIRE, 120-277V, GREEN | 21.2 | 10 | N/A | 0 | N/A | 0 | N/A | 0 | N/A | 0 | N/A | 0 | N/A | 0 | 0
PCH | PHOTO CONTROL, HIGH | 21.2 | 2 | N/A | 0 | N/A | 0 | N/A | 0 | N/A | 0 | N/A | 0 | N/A | 0 | 0
PCO | PHOTO CONTROL, OPEN | 21.2 | 2 | N/A | 0 | N/A | 0 | N/A | 0 | N/A | 0 | N/A | 0 | N/A | 0 | 0
PCR030A | PHOTOCONTROL RELAY, 30 A, 120 V | 21.2 | 2 | N/A | 0 | N/A | 0 | N/A | 0 | N/A | 0 | N/A | 0 | N/A | 0 | 0
PCR030D | PHOTOCONTROL RELAY, 30 A, 480 V | 21.2 | 2 | N/A | 0 | N/A | 0 | N/A | 0 | N/A | 0 | N/A | 0 | N/A | 0 | 0
PCR060D | PHOTOCONTROL RELAY, 60 A, 240/480 V | 21.2 | 2 | N/A | 0 | N/A | 0 | N/A | 0 | N/A | 0 | N/A | 0 | N/A | 0 | 0
PCR100A | PHOTOCONTROL RELAY, 100 A, 120/240 V | 21.2 | 2 | N/A | 0 | N/A | 0 | N/A | 0 | N/A | 0 | N/A | 0 | N/A | 0 | 0
PCR100D | PHOTOCONTROL RELAY, 100 A, 240/480 V | 21.2 | 2 | N/A | 0 | N/A | 0 | N/A | 0 | N/A | 0 | N/A | 0 | N/A | 0 | 0
PCS | PHOTO CONTROL, SHORTING | 21.2 | 5 | N/A | 0 | N/A | 0 | N/A | 0 | N/A | 0 | N/A | 0 | N/A | 0 | 0
BL020PF | BKT., FLOODLIGHT, 20" X 2" | 21.3 | 10 | N/A | 0 | N/A | 0 | N/A | 0 | N/A | 0 | N/A | 0 | N/A | 0 | 0
BL030P5 | BKT., LIGHTING, 30" X 1 1/4" | 21.3 | 25 | N/A | 0 | N/A | 0 | N/A | 0 | N/A | 0 | N/A | 0 | N/A | 0 | 0
BL030T8 | BKT., LIGHTING, 30" X 2", TAPERED | 21.3 | 5 | N/A | 0 | N/A | 0 | N/A | 0 | N/A | 0 | N/A | 0 | N/A | 0 | 0
BL048F8A | BKT., LIGHTING, 4' X 2", FLAT SURFACE W/BOLTS | 21.3 | 2 | N/A | 0 | N/A | 0 | N/A | 0 | N/A | 0 | N/A | 0 | N/A | 0 | 0
BL048F8B | BKT., LIGHTING, 4' X 2", FLAT SURFACE W/LAG SCREWS | 21.3 | 2 | N/A | 0 | N/A | 0 | N/A | 0 | N/A | 0 | N/A | 0 | N/A | 0 | 0
BL048P5 | BKT., LIGHTING, 48" X 1 1/4" REMOVAL ONLY | 21.3 | 2 | N/A | N/A | N/A | 0 | N/A | N/A | N/A | N/A | N/A | 0 | N/A | N/A | 0
BL072P8 | BKT., LIGHTING, 6' X 2", WOOD POLE MOUNT | 21.3 | 25 | N/A | N/A | N/A | 0 | N/A | N/A | N/A | N/A | N/A | 0 | N/A | N/A | 0
OVERHEAD DISTRIBUTION CONSTRUCTION
ASSEMBLY GROUP 21 - LIGHTING
Compatible Unit | Compatible Unit Description | Index Section | Estimated Annual Usage | INSTALL-HOT | INSTALL-COLD | REMOVE-HOT | REMOVE-COLD | TRANSFER-HOT | TRANSFER-COLD | INSTALL-HOT | INSTALL-COLD | REMOVE-HOT | REMOVE-COLD | TRANSFER-HOT | TRANSFER-COLD | Sub-Total
|  |  |  | UNIT PRICE | UNIT PRICE | UNIT PRICE | UNIT PRICE | UNIT PRICE | UNIT PRICE
BL072T8 | BKT., LIGHTING, 6' X 2", TAPERED | 21.3 | 25 | N/A | 0 | N/A | 0 | N/A | 0 | N/A | 0 | N/A | 0 | N/A | 0 | 0
BL096P8 | BKT., LIGHTING, 8' X 2", WOOD POLE MOUNT (UPSWEEP) | 21.3 | 2 | N/A | 0 | N/A | 0 | N/A | 0 | N/A | 0 | N/A | 0 | N/A | 0 | 0
BL120P8 | BKT., LIGHTING, 10' X 2", WOOD POLE MOUNT REMOVAL ONLY | 21.3 | 2 | N/A | N/A | N/A | 0 | N/A | N/A | N/A | N/A | N/A | 0 | N/A | N/A | 0
BL144P5 | BKT., LIGHTING, 12' X 1 1/4" REMOVAL ONLY | 21.3 | 5 | N/A | N/A | N/A | 0 | N/A | N/A | N/A | N/A | N/A | 0 | N/A | N/A | 0
BL144P8 | BKT., LIGHTING, 12' X 2", WOOD POLE MOUNT | 21.3 | 5 | N/A | 0 | N/A | 0 | N/A | 0 | N/A | 0 | N/A | 0 | N/A | 0 | 0
BL144T8 | BKT., LIGHTING, 12' X 2", TAPERED | 21.3 | 5 | N/A | 0 | N/A | 0 | N/A | 0 | N/A | 0 | N/A | 0 | N/A | 0 | 0
BL180P8 | BKT., LIGHTING, 15' X 2", WOOD POLE MOUNT (UPSWEEP) | 21.3 | 2 | N/A | 0 | N/A | 0 | N/A | 0 | N/A | 0 | N/A | 0 | N/A | 0 | 0
BL192P5 | BKT., LIGHTING, 16' X 1 1/4" REMOVAL ONLY | 21.3 | 2 | N/A | N/A | N/A | 0 | N/A | N/A | N/A | N/A | N/A | 0 | N/A | N/A | 0
BL216P8 | BKT., LIGHTING, 18' X 2", WOOD POLE MOUNT | 21.3 | 2 | N/A | 0 | N/A | 0 | N/A | 0 | N/A | 0 | N/A | 0 | N/A | 0 | 0
OVERHEAD DISTRIBUTION CONSTRUCTION
ASSEMBLY GROUP 22 - SURGE ARRESTERS
Compatible Unit | Compatible Unit Description | Index Section | Estimated Annual Usage | INSTALL-HOT | INSTALL-COLD | REMOVE-HOT | REMOVE-COLD | TRANSFER-HOT | TRANSFER-COLD | INSTALL-HOT | INSTALL-COLD | REMOVE-HOT | REMOVE-COLD | TRANSFER-HOT | TRANSFER-COLD | Sub-Total
|  |  |  | UNIT PRICE | UNIT PRICE | UNIT PRICE | UNIT PRICE | UNIT PRICE | UNIT PRICE
LA10 | LIGHTNING ARRESTOR, 10 KV, HEAVY DUTY | 22.2 | 10 | 0 | 0 | 0 | 0 | 0 | 0 | 0 | 0 | 0 | 0 | 0 | 0 | 0
LA10RP | LIGHTNING ARRESTOR, 10 KV, RISER POLE | 22.2 | 10 | 0 | 0 | 0 | 0 | 0 | 0 | 0 | 0 | 0 | 0 | 0 | 0 | 0
LA10SD | LIGHTNING ARRESTORS, 10 KV, STANDARD DUTY | 22.2 | 10 | 0 | 0 | 0 | 0 | 0 | 0 | 0 | 0 | 0 | 0 | 0 | 0 | 0
LA10SW | LIGHTNING ARRESTORS, 10 KV, SWITCH POLE | 22.2 | 15 | 0 | 0 | 0 | 0 | 0 | 0 | 0 | 0 | 0 | 0 | 0 | 0 | 0
LA21 | LIGHTNING ARRESTOR, 21 KV, HEAVY DUTY | 22.2 | 5 | 0 | 0 | 0 | 0 | 0 | 0 | 0 | 0 | 0 | 0 | 0 | 0 | 0
LA21RP | LIGHTNING ARRESTOR, 21 KV, RISER POLE | 22.2 | 10 | 0 | 0 | 0 | 0 | 0 | 0 | 0 | 0 | 0 | 0 | 0 | 0 | 0
LA21SD | LIGHTNING ARRESTOR, 21 KV, STANDARD DUTY | 22.2 | 10 | 0 | 0 | 0 | 0 | 0 | 0 | 0 | 0 | 0 | 0 | 0 | 0 | 0
LA21SW | LIGHTNING ARRESTOR, 21 KV, SWITCH POLE | 22.2 | 6 | 0 | 0 | 0 | 0 | 0 | 0 | 0 | 0 | 0 | 0 | 0 | 0 | 0
LA310 | LIGHTNING ARRESTORS, 3-10 KV REMOVAL ONLY | 22.2 | 2 | N/A | N/A | 0 | 0 | N/A | N/A | N/A | N/A | 0 | 0 | N/A | N/A | 0
LA321 | LIGHTNING ARRESTORS, 3-21 KV REMOVAL ONLY | 22.2 | 2 | N/A | N/A | 0 | 0 | N/A | N/A | N/A | N/A | 0 | 0 | N/A | N/A | 0
OVERHEAD DISTRIBUTION CONSTRUCTION
ASSEMBLY GROUP 23 - CAPACITORS
Compatible Unit | Compatible Unit Description | Index Section | Estimated Annual Usage | INSTALL-HOT | INSTALL-COLD | REMOVE-HOT | REMOVE-COLD | TRANSFER-HOT | TRANSFER-COLD | INSTALL-HOT | INSTALL-COLD | REMOVE-HOT | REMOVE-COLD | TRANSFER-HOT | TRANSFER-COLD | Sub-Total
|  |  |  | UNIT PRICE | UNIT PRICE | UNIT PRICE | UNIT PRICE | UNIT PRICE | UNIT PRICE
CAPBKCTRLA | CAPACITOR BANK CONTROL, AVG VOLTS REMOVAL ONLY | 23.1 | 5 | N/A | N/A | N/A | 0 | N/A | N/A | N/A | N/A | N/A | 0 | N/A | N/A | 0
CAPBKCTRLD | CAPACITOR BANK CONTROL, DIGITAL | 23.1 | 5 | 0 | 0 | 0 | 0 | 0 | 0 | 0 | 0 | 0 | 0 | 0 | 0 | 0
CB300D12 | CAPACITOR BANK, 300 KVAR, 12KV, POLE MNTD - BANK | 23.2 | 5 | 0 | 0 | 0 | 0 | 0 | 0 | 0 | 0 | 0 | 0 | 0 | 0 | 0
CB300F12 | CAP. BANK, FIXED 300 KVAR, 12KV, POLE MNTD - BANK | 23.2 | 5 | 0 | 0 | 0 | 0 | 0 | 0 | 0 | 0 | 0 | 0 | 0 | 0 | 0
CB450D25 | CAPACITOR BANK, 450 KVAR, 25KV, POLE MNTD - BANK | 23.2 | 5 | 0 | 0 | 0 | 0 | 0 | 0 | 0 | 0 | 0 | 0 | 0 | 0 | 0
CB450F12 | CAP. BANK, FIXED 450 KVAR, 12KV, POLE MNTD - BANK | 23.2 | 5 | 0 | 0 | 0 | 0 | 0 | 0 | 0 | 0 | 0 | 0 | 0 | 0 | 0
CB600D12 | CAPACITOR BANK, 600 KVAR, 12KV, POLE -MNTD - BANK | 23.2 | 5 | 0 | 0 | 0 | 0 | 0 | 0 | 0 | 0 | 0 | 0 | 0 | 0 | 0
CB600F12 | CAP. BANK, FIXED 600 KVAR, 12KV, POLE MNTD - BANK | 23.2 | 5 | 0 | 0 | 0 | 0 | 0 | 0 | 0 | 0 | 0 | 0 | 0 | 0 | 0
CB600F25 | CAP. BANK, FIXED 600 KVAR, 25KV, POLE MNTD - BANK | 23.2 | 5 | 0 | 0 | 0 | 0 | 0 | 0 | 0 | 0 | 0 | 0 | 0 | 0 | 0
CB900D25 | CAPACITOR BANK, 900 KVAR, 25KV, POLE MNTD - BANK | 23.2 | 5 | 0 | 0 | 0 | 0 | 0 | 0 | 0 | 0 | 0 | 0 | 0 | 0 | 0
CB900F25 | CAP. BANK, FIXED 900 KVAR, 25KV, POLE MNTD - BANK | 23.2 | 5 | 0 | 0 | 0 | 0 | 0 | 0 | 0 | 0 | 0 | 0 | 0 | 0 | 0
CB12XS12 | CAPACITOR. BANK, 3-PH, 1200 KVAR, 12KV, SWITCHED, 200 KVAR CANS, POLE MNTD - BANK(COMPLETE UNIT INCLUDING MOUNTING BRACKET) | 23.2 | 5 | 0 | 0 | 0 | 0 | 0 | 0 | 0 | 0 | 0 | 0 | 0 | 0 | 0
OVERHEAD DISTRIBUTION CONSTRUCTION
ASSEMBLY GROUP 30 - FIBER OPTICS
Compatible Unit | Compatible Unit Description | Index Section | Estimated Annual Usage | INSTALL-HOT | INSTALL-COLD | REMOVE-HOT | REMOVE-COLD | TRANSFER-HOT | TRANSFER-COLD | INSTALL-HOT | INSTALL-COLD | REMOVE-HOT | REMOVE-COLD | TRANSFER-HOT | TRANSFER-COLD | Sub-Total
|  |  |  | UNIT PRICE | UNIT PRICE | UNIT PRICE | UNIT PRICE | UNIT PRICE | UNIT PRICE
ADSS006 | ADSS (SELF SUPPORTED), 6 FIBERS | 30 | 1000 | N/A | 0 | N/A | 0 | N/A | 0 | N/A | 0 | N/A | 0 | N/A | 0 | 0
ADSS006L | ADSS (LASHED), 6 FIBERS | 30 | 1000 | N/A | 0 | N/A | 0 | N/A | 0 | N/A | 0 | N/A | 0 | N/A | 0 | 0
ADSS024 | ADSS (SELF SUPPORTED), 24 FIBERS | 30 | 1000 | N/A | 0 | N/A | 0 | N/A | 0 | N/A | 0 | N/A | 0 | N/A | 0 | 0
ADSS024L | ADSS (LASHED), 24 FIBERS | 30 | 1000 | N/A | 0 | N/A | 0 | N/A | 0 | N/A | 0 | N/A | 0 | N/A | 0 | 0
ADSS144 | ADSS (SELF SUPPORTED), 144 FIBERS | 30 | 1000 | N/A | 0 | N/A | 0 | N/A | 0 | N/A | 0 | N/A | 0 | N/A | 0 | 0
ADSS144L | ADSS (LASHED), 144 FIBERS | 30 | 1000 | N/A | 0 | N/A | 0 | N/A | 0 | N/A | 0 | N/A | 0 | N/A | 0 | 0
FACD006 | FIBER OPTIC DEADEND, 6 FIBER COUNT | 30 | 5 | N/A | 0 | N/A | 0 | N/A | 0 | N/A | 0 | N/A | 0 | N/A | 0 | 0
FACD024 | FIBER OPTIC DEADEND, 24 FIBER COUNT | 30 | 5 | N/A | 0 | N/A | 0 | N/A | 0 | N/A | 0 | N/A | 0 | N/A | 0 | 0
FACD144 | FIBER OPTIC DEADEND, 144 FIBER COUNT | 30 | 5 | N/A | 0 | N/A | 0 | N/A | 0 | N/A | 0 | N/A | 0 | N/A | 0 | 0
FACT006 | FIBER OPTIC CONST., LARGE ANGLE | 30 | 5 | N/A | 0 | N/A | 0 | N/A | 0 | N/A | 0 | N/A | 0 | N/A | 0 | 0
FACT024 | FIBER OPTIC CONST., LARGE ANGLE | 30 | 10 | N/A | 0 | N/A | 0 | N/A | 0 | N/A | 0 | N/A | 0 | N/A | 0 | 0
FACT144 | FIBER OPTIC CONST., LARGE ANGLE | 30 | 10 | N/A | 0 | N/A | 0 | N/A | 0 | N/A | 0 | N/A | 0 | N/A | 0 | 0
FADDE | FIBER OPTIC DOUBLE DEADEND | 30 | 10 | N/A | 0 | N/A | 0 | N/A | 0 | N/A | 0 | N/A | 0 | N/A | 0 | 0
FADE | FIBER OPTIC DEADEND | 30 | 5 | N/A | 0 | N/A | 0 | N/A | 0 | N/A | 0 | N/A | 0 | N/A | 0 | 0
FCBLMKR | FIBER OPTIC CABLE MARKER | 30 | 100 | N/A | 0 | N/A | 0 | N/A | 0 | N/A | 0 | N/A | 0 | N/A | 0 | 0
FDLC006 | FIBER OPTIC DOWN LEAD CLAMP FOR 6 FIBER COUNT | 30 | 5 | N/A | 0 | N/A | 0 | N/A | 0 | N/A | 0 | N/A | 0 | N/A | 0 | 0
FDLC024 | FIBER OPTIC DOWN LEAD CLAMP FOR 24 FIBER COUNT | 30 | 5 | N/A | 0 | N/A | 0 | N/A | 0 | N/A | 0 | N/A | 0 | N/A | 0 | 0
FDLC144 | FIBER OPTIC DOWN LEAD CLAMP FOR 144 FIBER COUNT | 30 | 5 | N/A | 0 | N/A | 0 | N/A | 0 | N/A | 0 | N/A | 0 | N/A | 0 | 0
OVERHEAD DISTRIBUTION CONSTRUCTION
ASSEMBLY GROUP 30 - FIBER OPTICS
Compatible Unit | Compatible Unit Description | Index Section | Estimated Annual Usage | INSTALL-HOT | INSTALL-COLD | REMOVE-HOT | REMOVE-COLD | TRANSFER-HOT | TRANSFER-COLD | INSTALL-HOT | INSTALL-COLD | REMOVE-HOT | REMOVE-COLD | TRANSFER-HOT | TRANSFER-COLD | Sub-Total
|  |  |  | UNIT PRICE | UNIT PRICE | UNIT PRICE | UNIT PRICE | UNIT PRICE | UNIT PRICE
FENC06A | FIBER OPTIC SPLICE ENCLOSURE, AERIAL HANGING, 6" | 30 | 5 | 0 | 0 | 0 | 0 | 0 | 0 | 0 | 0 | 0 | 0 | 0 | 0 | 0
FENC06P | FIBER OPTIC SPLICE ENCLOSURE, POLE MOUNT, 6" | 30 | 5 | 0 | 0 | 0 | 0 | 0 | 0 | 0 | 0 | 0 | 0 | 0 | 0 | 0
FENC08A | FIBER OPTIC SPLICE ENCLOSURE, AERIAL HANGING, 8" | 30 | 5 | 0 | 0 | 0 | 0 | 0 | 0 | 0 | 0 | 0 | 0 | 0 | 0 | 0
FENC08P | FIBER OPTIC SPLICE ENCLOSURE, POLE MOUNT, 8" | 30 | 5 | 0 | 0 | 0 | 0 | 0 | 0 | 0 | 0 | 0 | 0 | 0 | 0 | 0
FOLW45 | FIBER OPTIC LASHING WIRE, .045" | 30 | 2000 | 0 | 0 | 0 | 0 | 0 | 0 | 0 | 0 | 0 | 0 | 0 | 0 | 0
FPWPT | FIBER PANEL, WALL MOUNT | 30 | 5 | 0 | 0 | 0 | 0 | 0 | 0 | 0 | 0 | 0 | 0 | 0 | 0 | 0
FSPL006 | FIBER SPLICE 6 COUNT FIBER (LABOR ONLY) | 30 | 5 | 0 | 0 | 0 | 0 | 0 | 0 | 0 | 0 | 0 | 0 | 0 | 0 | 0
FSPL024 | FIBER SPLICE 24 COUNT FIBER (LABOR ONLY) | 30 | 5 | 0 | 0 | 0 | 0 | 0 | 0 | 0 | 0 | 0 | 0 | 0 | 0 | 0
FSPL144 | FIBER SPLICE 144 COUNT FIBER (LABOR ONLY) | 30 | 5 | 0 | 0 | 0 | 0 | 0 | 0 | 0 | 0 | 0 | 0 | 0 | 0 | 0
OVERHEAD DISTRIBUTION CONSTRUCTION
ASSEMBLY GROUP XX - MISCELLANEOUS
Compatible Unit | Compatible Unit Description | Index Section | Estimated Annual Usage | INSTALL-HOT | INSTALL-COLD | REMOVE-HOT | REMOVE-COLD | TRANSFER-HOT | TRANSFER-COLD | INSTALL-HOT | INSTALL-COLD | REMOVE-HOT | REMOVE-COLD | TRANSFER-HOT | TRANSFER-COLD | Sub-Total
|  |  |  | UNIT PRICE | UNIT PRICE | UNIT PRICE | UNIT PRICE | UNIT PRICE | UNIT PRICE
TCNTRYLKS | TRANSFER "CENTURYLINK" ATTACHMENT (SIMPLE) | Misc. | 5 | N/A | N/A | N/A | N/A | N/A | 0 | N/A | N/A | N/A | N/A | N/A | 0 | 0
TMTRNETS | TRANSFER "METRONET" ATTACHMENT (SIMPLE) | Misc. | 5 | N/A | N/A | N/A | N/A | N/A | 0 | N/A | N/A | N/A | N/A | N/A | 0 | 0
TOTHERSS | TRANSFER "OTHERS" ATTACHMENT (SIMPLE) | Misc. | 5 | N/A | N/A | N/A | N/A | N/A | 0 | N/A | N/A | N/A | N/A | N/A | 0 | 0
TPWCFBRS | TRANSFER "PWC" FIBER ATTACHMENT (SIMPLE) | Misc. | 5 | N/A | N/A | N/A | N/A | N/A | 0 | N/A | N/A | N/A | N/A | N/A | 0 | 0
TSPCTRMS | TRANSFER "SPECTRUM" ATTACHMENT (SIMPLE) | Misc. | 5 | N/A | N/A | N/A | N/A | N/A | 0 | N/A | N/A | N/A | N/A | N/A | 0 | 0
OVERHEAD DISTRIBUTION CONSTRUCTION
DISTRIBUTION FRAMING STANDARDS
Compatible Unit | Compatible Unit Description | Index Section | Estimated Annual Usage | INSTALL-HOT | INSTALL-COLD | REMOVE-HOT | REMOVE-COLD | TRANSFER-HOT | TRANSFER-COLD | INSTALL-HOT | INSTALL-COLD | REMOVE-HOT | REMOVE-COLD | TRANSFER-HOT | TRANSFER-COLD | Sub-Total
|  |  |  | UNIT PRICE | UNIT PRICE | UNIT PRICE | UNIT PRICE | UNIT PRICE | UNIT PRICE
VA1EC | PRIMARY, 1PH SINGLE SUPPORT, 25KV | DS | 5 | 0 | 0 | 0 | 0 | 0 | 0 | 0 | 0 | 0 | 0 | 0 | 0 | 0
VA2EC | PRIMARY, 1PH DBL SUPPORT, 25KV | DS | 5 | 0 | 0 | 0 | 0 | 0 | 0 | 0 | 0 | 0 | 0 | 0 | 0 | 0
VA3EC | PRIMARY, 1PH SUSPENSION STRUCTURE, 25KV | DS | 5 | 0 | 0 | 0 | 0 | 0 | 0 | 0 | 0 | 0 | 0 | 0 | 0 | 0
VA4EC | PRIMARY, 1PH DEADEND STRUCTURE, 25KV | DS | 5 | 0 | 0 | 0 | 0 | 0 | 0 | 0 | 0 | 0 | 0 | 0 | 0 | 0
VA5-1EC | PRIMARY, 1PH TAP, 25KV | DS | 5 | N/A | N/A | 0 | 0 | N/A | N/A | N/A | N/A | 0 | 0 | N/A | N/A | 0
VA5-2EC | PRIMARY, 1PH TAP, OFFSET, 25KV | DS | 5 | N/A | N/A | 0 | 0 | N/A | N/A | N/A | N/A | 0 | 0 | N/A | N/A | 0
VA5-4EC | PRIMARY, 1PH TAP OFF DEADEND 25KV | DS | 5 | N/A | N/A | 0 | 0 | N/A | N/A | N/A | N/A | 0 | 0 | N/A | N/A | 0
VA5EC | PRIMARY, 1PH DEADEND STRUCTURE, 25KV | DS | 5 | 0 | 0 | 0 | 0 | 0 | 0 | 0 | 0 | 0 | 0 | 0 | 0 | 0
VA6EC | PRIMARY, 1PH DBL DEADEND , 25KV | DS | 5 | 0 | 0 | 0 | 0 | 0 | 0 | 0 | 0 | 0 | 0 | 0 | 0 | 0
VA7EC | CROSSARM CONST, PRI, 1PH DEADEND, 25KV | DS | 5 | 0 | 0 | 0 | 0 | 0 | 0 | 0 | 0 | 0 | 0 | 0 | 0 | 0
VA8EC | CROSSARM CONST, PRI, 1PH DBL DEADEND, 25KV | DS | 5 | 0 | 0 | 0 | 0 | 0 | 0 | 0 | 0 | 0 | 0 | 0 | 0 | 0
VA9-1EC | CROSSARM CONST, PRI, 1PH, NEUT ON SNGL ARM, 25KV | DS | 5 | 0 | 0 | 0 | 0 | 0 | 0 | 0 | 0 | 0 | 0 | 0 | 0 | 0
VA9EC | CROSSARM CONST, PRI, 1PH, NEUT ON DBL LINE ARM, 25KV | DS | 5 | 0 | 0 | 0 | 0 | 0 | 0 | 0 | 0 | 0 | 0 | 0 | 0 | 0
VB1EC | CROSSARM CONST, 2PH, SINGLE LINE ARM, 25KV | DS | 5 | 0 | 0 | 0 | 0 | 0 | 0 | 0 | 0 | 0 | 0 | 0 | 0 | 0
VB1LPA-EC | 2PH, ALTERNATE LINE POST CONST , 25KV | DS | 5 | 0 | 0 | 0 | 0 | 0 | 0 | 0 | 0 | 0 | 0 | 0 | 0 | 0
VB2EC | CROSSARM CONST, 2PH, DBL ARM , 25KV | DS | 5 | 0 | 0 | 0 | 0 | 0 | 0 | 0 | 0 | 0 | 0 | 0 | 0 | 0
VB3EC | VERTICAL CONST, 2PH, SUSPENSIO STRUCTURE, 25KV | DS | 5 | 0 | 0 | 0 | 0 | 0 | 0 | 0 | 0 | 0 | 0 | 0 | 0 | 0
VB4EC | VERTICAL CONST, 2PH, CORNER STRUCTURE, DBL DEADEND , 25KV | DS | 5 | 0 | 0 | 0 | 0 | 0 | 0 | 0 | 0 | 0 | 0 | 0 | 0 | 0
OVERHEAD DISTRIBUTION CONSTRUCTION
DISTRIBUTION FRAMING STANDARDS
Compatible Unit | Compatible Unit Description | Index Section | Estimated Annual Usage | INSTALL-HOT | INSTALL-COLD | REMOVE-HOT | REMOVE-COLD | TRANSFER-HOT | TRANSFER-COLD | INSTALL-HOT | INSTALL-COLD | REMOVE-HOT | REMOVE-COLD | TRANSFER-HOT | TRANSFER-COLD | Sub-Total
|  |  |  | UNIT PRICE | UNIT PRICE | UNIT PRICE | UNIT PRICE | UNIT PRICE | UNIT PRICE
VB5EC | VERTICAL CONST, 2PH, DEADEND , 25KV | DS | 5 | 0 | 0 | 0 | 0 | 0 | 0 | 0 | 0 | 0 | 0 | 0 | 0 | 0
VB6EC | CROSSARM CONST, 2PH, SINGLE LINE ARM , 25KV | DS | 5 | 0 | 0 | 0 | 0 | 0 | 0 | 0 | 0 | 0 | 0 | 0 | 0 | 0
VB7-2EC | CROSSARM CONST, 2PH, SINGLE LINE ARM , 25KV | DS | 5 | 0 | 0 | 0 | 0 | 0 | 0 | 0 | 0 | 0 | 0 | 0 | 0 | 0
VB7EC | CROSSARM CONST, 2PH, DEADEND , 25KV | DS | 5 | 0 | 0 | 0 | 0 | 0 | 0 | 0 | 0 | 0 | 0 | 0 | 0 | 0
VB7SEC | STEEL ARM, 2PH, DEADEND , 25KV | DS | 2 | 0 | 0 | 0 | 0 | 0 | 0 | 0 | 0 | 0 | 0 | 0 | 0 | 0
VB8EC | CROSSARM CONST, 2PH, DBL DEADEND , 25KV | DS | 5 | 0 | 0 | 0 | 0 | 0 | 0 | 0 | 0 | 0 | 0 | 0 | 0 | 0
VB9-1EC | CROSSARM CONST, 2PH, NEUT ON SINGLE ARM , 25KV | DS | 5 | 0 | 0 | 0 | 0 | 0 | 0 | 0 | 0 | 0 | 0 | 0 | 0 | 0
VB9EC | CROSSARM CONST, 2PH, NEUT ON DBL ARMS, 25KV | DS | 5 | 0 | 0 | 0 | 0 | 0 | 0 | 0 | 0 | 0 | 0 | 0 | 0 | 0
VC1-1EC | CROSSARM CONST, 3PH, CENTER PH ON ARM, 25KV | DS | 5 | 0 | 0 | 0 | 0 | 0 | 0 | 0 | 0 | 0 | 0 | 0 | 0 | 0
VC1-1FBG | UNDERBUILD FBG, CROSSARM CONST, 3PH, 25KV | DS | 5 | 0 | 0 | 0 | 0 | 0 | 0 | 0 | 0 | 0 | 0 | 0 | 0 | 0
VC1-1SEC | CROSSARM CONST, 3PH, LG CONDUCTOR, CENTER PH ON ARM, 25KV | DS | 45 | 0 | 0 | 0 | 0 | 0 | 0 | 0 | 0 | 0 | 0 | 0 | 0 | 0
VC1-1SFBG | UNDERBUILD FBG, CROSSARM CONST, 3PH, LG CONDUCTOR, 25KV | DS | 5 | 0 | 0 | 0 | 0 | 0 | 0 | 0 | 0 | 0 | 0 | 0 | 0 | 0
VC1EC | CROSSARM CONST, 3PH, SNGL LINE ARM, 25KV | DS | 5 | 0 | 0 | 0 | 0 | 0 | 0 | 0 | 0 | 0 | 0 | 0 | 0 | 0
VC1FEC | FIBERGLASS ARM, NARROW PROFILE CONST, 25KV | DS | 5 | 0 | 0 | 0 | 0 | 0 | 0 | 0 | 0 | 0 | 0 | 0 | 0 | 0
VC1F-VEC | 3 PH VERTICAL, FIBERGLASS, ARMLESS CONST, 25KV | DS | 5 | 0 | 0 | 0 | 0 | 0 | 0 | 0 | 0 | 0 | 0 | 0 | 0 | 0
VC1LPA-EC | 3 PH, ALTERNATE LINE POST CONST, 25KV | DS | 5 | 0 | 0 | 0 | 0 | 0 | 0 | 0 | 0 | 0 | 0 | 0 | 0 | 0
VC1LPA-VEC | 3 PH, ALTERNATE VERTICAL LINE POST CONST, 25KV | DS | 5 | 0 | 0 | 0 | 0 | 0 | 0 | 0 | 0 | 0 | 0 | 0 | 0 | 0
VC1SEC | CROSSARM CONST, 3PH, LG CONDUCTOR, SNGL ARM, 25KV | DS | 5 | 0 | 0 | 0 | 0 | 0 | 0 | 0 | 0 | 0 | 0 | 0 | 0 | 0
OVERHEAD DISTRIBUTION CONSTRUCTION
DISTRIBUTION FRAMING STANDARDS
Compatible Unit | Compatible Unit Description | Index Section | Estimated Annual Usage | INSTALL-HOT | INSTALL-COLD | REMOVE-HOT | REMOVE-COLD | TRANSFER-HOT | TRANSFER-COLD | INSTALL-HOT | INSTALL-COLD | REMOVE-HOT | REMOVE-COLD | TRANSFER-HOT | TRANSFER-COLD | Sub-Total
|  |  |  | UNIT PRICE | UNIT PRICE | UNIT PRICE | UNIT PRICE | UNIT PRICE | UNIT PRICE
VC2-1EC | CROSSARM CONST, 3PH, LG CONDUCTOR CTR PH ON DBL ARMS, 25KV | DS | 5 | 0 | 0 | 0 | 0 | 0 | 0 | 0 | 0 | 0 | 0 | 0 | 0 | 0
VC2-1SEC | CROSSARM CONST, 3PH, LG CONDUCTOR CTR PH ON DBL ARMS, 25KV | DS | 5 | 0 | 0 | 0 | 0 | 0 | 0 | 0 | 0 | 0 | 0 | 0 | 0 | 0
VC2-1SFBG | UNDERBUILD FBG, DOUBLE CROSSARM CONST, 3PH, LG COND., 25KV | DS | 2 | 0 | 0 | 0 | 0 | 0 | 0 | 0 | 0 | 0 | 0 | 0 | 0 | 0
VC2-2EC | CROSSARM CONST, 3PH, CENTER PH ON ARM, 25KV | DS | 5 | 0 | 0 | 0 | 0 | 0 | 0 | 0 | 0 | 0 | 0 | 0 | 0 | 0
VC2-2SEC | CROSSARM CONST, 3PH, CENTER PH ON ARM, 25KV | DS | 65 | 0 | 0 | 0 | 0 | 0 | 0 | 0 | 0 | 0 | 0 | 0 | 0 | 0
VC2EC | CROSSARM CONST, 3PH, DBL ARM, 25KV | DS | 5 | 0 | 0 | 0 | 0 | 0 | 0 | 0 | 0 | 0 | 0 | 0 | 0 | 0
VC2SEC | CROSSARM CONST, 3PH, LG CONDUCTOR, DBL ARM, 25KV | DS | 5 | 0 | 0 | 0 | 0 | 0 | 0 | 0 | 0 | 0 | 0 | 0 | 0 | 0
VC3EC | VERTICAL CONST, 3PH, SUSPENSION STRUCTURE, 25KV | DS | 5 | 0 | 0 | 0 | 0 | 0 | 0 | 0 | 0 | 0 | 0 | 0 | 0 | 0
VC4EC | VERTICAL CONST, 3PH, CORNER STRUCTURE, DBL DEADEND, 25KV | DS | 2 | 0 | 0 | 0 | 0 | 0 | 0 | 0 | 0 | 0 | 0 | 0 | 0 | 0
VC5EC | VERTICAL CONST, 3PH, DEADEND, 25KV | DS | 2 | 0 | 0 | 0 | 0 | 0 | 0 | 0 | 0 | 0 | 0 | 0 | 0 | 0
VC6-1EC | CROSSARM CONST, 3PH, DBL DEADEND, CORNER CONST, 25KV | DS | 2 | 0 | 0 | 0 | 0 | 0 | 0 | 0 | 0 | 0 | 0 | 0 | 0 | 0
VC6EC | CROSSARM CONST, 3PH, SNGL LINE ARM, 25KV | DS | 2 | 0 | 0 | 0 | 0 | 0 | 0 | 0 | 0 | 0 | 0 | 0 | 0 | 0
VC7-2EC | CROSSARM CONST, 3PH, TAP ARM, 25KV | DS | 5 | 0 | 0 | 0 | 0 | 0 | 0 | 0 | 0 | 0 | 0 | 0 | 0 | 0
VC7-2S | CROSSARM CONST, 3PH, TAP ARM, LARGE CONDUCTOR, 25KV | DS | 5 | 0 | 0 | 0 | 0 | 0 | 0 | 0 | 0 | 0 | 0 | 0 | 0 | 0
VC7EC | CROSSARM CONST, 3PH, DEADEND, 25KV | DS | 5 | 0 | 0 | 0 | 0 | 0 | 0 | 0 | 0 | 0 | 0 | 0 | 0 | 0
VC7F0H2M | 14.4/24.9 KV, 3 PH XARM CONSTRUCTION DEADEND, ALL ON ARM | DS | 5 | 0 | 0 | 0 | 0 | 0 | 0 | 0 | 0 | 0 | 0 | 0 | 0 | 0
VC7FH2M | 14.4/24.9 KV 3 PHASE CROSSARM CONSTRUCTION DEADEND | DS | 5 | 0 | 0 | 0 | 0 | 0 | 0 | 0 | 0 | 0 | 0 | 0 | 0 | 0
VC7SEC | STEEL ARM, 3PH, DEADEND, 25KV | DS | 2 | 0 | 0 | 0 | 0 | 0 | 0 | 0 | 0 | 0 | 0 | 0 | 0 | 0
OVERHEAD DISTRIBUTION CONSTRUCTION
DISTRIBUTION FRAMING STANDARDS
Compatible Unit | Compatible Unit Description | Index Section | Estimated Annual Usage | INSTALL-HOT | INSTALL-COLD | REMOVE-HOT | REMOVE-COLD | TRANSFER-HOT | TRANSFER-COLD | INSTALL-HOT | INSTALL-COLD | REMOVE-HOT | REMOVE-COLD | TRANSFER-HOT | TRANSFER-COLD | Sub-Total
|  |  |  | UNIT PRICE | UNIT PRICE | UNIT PRICE | UNIT PRICE | UNIT PRICE | UNIT PRICE
VC8-1EC | CROSSARM CONST, 3PH, DBL DEADEND, 25KV | DS | 2 | 0 | 0 | 0 | 0 | 0 | 0 | 0 | 0 | 0 | 0 | 0 | 0 | 0
VC8-1SEC | CROSSARM CONST, 3PH, LG CONDUCTOR, DBL DEADEND, 25KV | DS | 2 | 0 | 0 | 0 | 0 | 0 | 0 | 0 | 0 | 0 | 0 | 0 | 0 | 0
VC8-1SSTL | STEEL CROSSARM CONST, 3PH, DBL DEADEND W/ FEED THRU, 25KV | DS | 2 | 0 | 0 | 0 | 0 | 0 | 0 | 0 | 0 | 0 | 0 | 0 | 0 | 0
VC8F0H2M | 14.4/24.9 KV, 3 PH XARM CONST DOUBLE DEADEND, ALL ON ARM | DS | 2 | 0 | 0 | 0 | 0 | 0 | 0 | 0 | 0 | 0 | 0 | 0 | 0 | 0
VC8F2H1W | 3-PH FALSE DEADEND - 10' WOOD CROSSARMS 0 TO 30, 25 KV | DS | 2 | 0 | 0 | 0 | 0 | 0 | 0 | 0 | 0 | 0 | 0 | 0 | 0 | 0
VC8F2H8W | 3-PH FALSE DEADEND - 8' WOOD CROSSARMS 0 TO 30, 25KV | DS | 2 | 0 | 0 | 0 | 0 | 0 | 0 | 0 | 0 | 0 | 0 | 0 | 0 | 0
VC8F2H9W | 3-PH FALSE DEADEND - 9' WOOD CROSSARMS 0 TO 30, REMOVAL ONLY | DS | 2 | N/A | N/A | 0 | 0 | N/A | N/A | N/A | N/A | 0 | 0 | N/A | N/A | 0
VC8FH2M- | 14.4/24.9 KV 3 PHASE DOUBLE DEADEND USING 12' METAL CROSSARM | DS | 2 | 0 | 0 | 0 | 0 | 0 | 0 | 0 | 0 | 0 | 0 | 0 | 0 | 0
VC9-1EC | CROSSARM CONST, 3PH, NEUT ON SNGL ARM, 25KV | DS | 2 | 0 | 0 | 0 | 0 | 0 | 0 | 0 | 0 | 0 | 0 | 0 | 0 | 0
VC9-1SEC | CROSSARM CONST, 3PH, LG CONDUCTOR, NEUT ON SNGL ARM, 25KV | DS | 2 | 0 | 0 | 0 | 0 | 0 | 0 | 0 | 0 | 0 | 0 | 0 | 0 | 0
VC9-1SFBG | UNDERBUILD FBG, XARM CONST, 3PH, LG COND, ALL ON ARM, 25KV | DS | 2 | 0 | 0 | 0 | 0 | 0 | 0 | 0 | 0 | 0 | 0 | 0 | 0 | 0
VC9-2SFBG | UB FBG, DOUBLE-XARM CONST, 3PH, LG COND, ALL ON ARM, 25KV | DS | 100 | 0 | 0 | 0 | 0 | 0 | 0 | 0 | 0 | 0 | 0 | 0 | 0 | 0
VC9EC | CROSSARM CONST, 3PH, NEUT ON DBL ARMS, 25KV | DS | 2 | 0 | 0 | 0 | 0 | 0 | 0 | 0 | 0 | 0 | 0 | 0 | 0 | 0
VC9SEC | CROSSARM CONST, 3PH, LG CONDUCTOR, NEUT ON DBL ARMS, 25KV | DS | 2 | 0 | 0 | 0 | 0 | 0 | 0 | 0 | 0 | 0 | 0 | 0 | 0 | 0
OVERHEAD DISTRIBUTION CONSTRUCTION
Risers
Compatible Unit | Compatible Unit Description | Index Section | Estimated Annual Usage | INSTALL-HOT | INSTALL-COLD | REMOVE-HOT | REMOVE-COLD | TRANSFER-HOT | TRANSFER-COLD | INSTALL-HOT | INSTALL-COLD | REMOVE-HOT | REMOVE-COLD | TRANSFER-HOT | TRANSFER-COLD | Sub-Total
|  |  |  | UNIT PRICE | UNIT PRICE | UNIT PRICE | UNIT PRICE | UNIT PRICE | UNIT PRICE
6TEXTRADIP30 | #6 AL TRIPLEX EXTRA CABLE FOR 30 FT DIP | DS | 2 | N/A | 0 | N/A | 0 | N/A | 0 | N/A | 0 | N/A | 0 | N/A | 0 | 0
2TEXTRADIP30 | #2 AL TRIPLEX EXTRA CABLE FOR 30 FT DIP | DS | 2 | N/A | 0 | N/A | 0 | N/A | 0 | N/A | 0 | N/A | 0 | N/A | 0 | 0
4/0TEXTRADIP30 | 4/0 MCM AL TRIPLEX EXTRA CABLE FOR 30 FT DIP | DS | 2 | N/A | 0 | N/A | 0 | N/A | 0 | N/A | 0 | N/A | 0 | N/A | 0 | 0
4/0QEXTRADIP30 | 4/0 MCM AL QUADRAPLEX EXTRA CABLE FOR 30 FT DIP | DS | 2 | N/A | 0 | N/A | 0 | N/A | 0 | N/A | 0 | N/A | 0 | N/A | 0 | 0
350TEXTRADIP30 | 350 MCM AL TRIPLEX EXTRA CABLE FOR 30 FT DIP | DS | 2 | N/A | 0 | N/A | 0 | N/A | 0 | N/A | 0 | N/A | 0 | N/A | 0 | 0
350QEXTRADIP30 | 350 MCM AL QUADRAPLEX EXTRA CABLE FOR 30 FT DIP | DS | 2 | N/A | 0 | N/A | 0 | N/A | 0 | N/A | 0 | N/A | 0 | N/A | 0 | 0
500TEXTRADIP30 | 500 MCM AL TRIPLEX EXTRA CABLE FOR 30 FT DIP | DS | 2 | N/A | 0 | N/A | 0 | N/A | 0 | N/A | 0 | N/A | 0 | N/A | 0 | 0
500QEXTRADIP30 | 500 MCM AL QUADRAPLEX EXTRA CABLE FOR 30 FT DIP | DS | 2 | N/A | 0 | N/A | 0 | N/A | 0 | N/A | 0 | N/A | 0 | N/A | 0 | 0
1/0PEXTRADIP30 | 1/0 AL PRIMARY EXTRA CABLE PER PHASE FOR 30 FT DIP | DS | 3 | N/A | 0 | N/A | 0 | N/A | 0 | N/A | 0 | N/A | 0 | N/A | 0 | 0
4/0PEXTRADIP30 | 4/0 AL PRIMARY EXTRA CABLE PER PHASE FOR 30 FT DIP | DS | 3 | N/A | 0 | N/A | 0 | N/A | 0 | N/A | 0 | N/A | 0 | N/A | 0 | 0
TERM10 | TERMINATOR, 1/0 AL. | DS | 3 | N/A | 0 | N/A | 0 | N/A | 0 | N/A | 0 | N/A | 0 | N/A | 0 | 0
TERM40 | TERMINATOR, 4/0 AL. | DS | 3 | N/A | 0 | N/A | 0 | N/A | 0 | N/A | 0 | N/A | 0 | N/A | 0 | 0
UGARD4 | U-GUARD, 4", 10', LENGTH, TRUCK STOCK | DS | 2 | N/A | 0 | N/A | 0 | N/A | 0 | N/A | 0 | N/A | 0 | N/A | 0 | 0
UGARD3 | U-GUARD, 3", 10', LENGTH, TRUCK STOCK | DS | 2 | N/A | 0 | N/A | 0 | N/A | 0 | N/A | 0 | N/A | 0 | N/A | 0 | 0
UGARD2 | U-GUARD, 2", 10', LENGTH, TRUCK STOCK | DS | 2 | N/A | 0 | N/A | 0 | N/A | 0 | N/A | 0 | N/A | 0 | N/A | 0 | 0
DIP430P | CONDUIT RISER, 30' OF 4" PVC | DS | 2 | N/A | 0 | N/A | 0 | N/A | 0 | N/A | 0 | N/A | 0 | N/A | 0 | 0
DIP330P | CONDUIT RISER, 30' OF 3" PVC | DS | 2 | N/A | 0 | N/A | 0 | N/A | 0 | N/A | 0 | N/A | 0 | N/A | 0 | 0
DIP230P | CONDUIT RISER, 30' OF 2" PVC | DS | 2 | N/A | 0 | N/A | 0 | N/A | 0 | N/A | 0 | N/A | 0 | N/A | 0 | 0
DIP130P | CONDUIT RISER, 30' OF 1" PVC | DS | 2 | N/A | 0 | N/A | 0 | N/A | 0 | N/A | 0 | N/A | 0 | N/A | 0 | 0
SPLK006A | SPLICE, 600 V URD KIT, #6 AL | DS | 2 | N/A | 0 | N/A | 0 | N/A | 0 | N/A | 0 | N/A | 0 | N/A | 0 | 0
SPLK002A | SPLICE, 600 V URD KIT, #2 AL | DS | 2 | N/A | 0 | N/A | 0 | N/A | 0 | N/A | 0 | N/A | 0 | N/A | 0 | 0
SPLK040A | SPLICE, 600 V URD KIT, 4/0 AL | DS | 2 | N/A | 0 | N/A | 0 | N/A | 0 | N/A | 0 | N/A | 0 | N/A | 0 | 0
SPLK350A | SPLICE, 600 V URD KIT, 350 AL | DS | 2 | N/A | 0 | N/A | 0 | N/A | 0 | N/A | 0 | N/A | 0 | N/A | 0 | 0
SPLK500A | SPLICE, 600 V URD KIT, 500 AL | DS | 2 | N/A | 0 | N/A | 0 | N/A | 0 | N/A | 0 | N/A | 0 | N/A | 0 | 0
SPLk010A | SPLICE, #2 STR - 1/0 SOLID ALCN, 25KV | DS | 3 | N/A | 0 | N/A | 0 | N/A | 0 | N/A | 0 | N/A | 0 | N/A | 0 | 0
OVERHEAD DISTRIBUTION CONSTRUCTION
| Cost Plus Work | Index Section | Estimated Annual Usage |  | Price/Hour |  | Overtime Price/Hour
Labor | Working crew Foreman Overhead | DS | 12480 |  | 0 |  | 0 | [8 empty] | 0
Labor | A Class Lineman Overhead | DS | 6240 |  | 0 |  | 0 | [8 empty] | 0
Labor | B Class Lineman Overhead | DS | 6240 |  | 0 |  | 0 | [8 empty] | 0
Labor | C Class Lineman Overhead | DS | 520 |  | 0 |  | 0 | [8 empty] | 0
Labor | Equipment Operator | DS | 520 |  | 0 |  | 0 | [8 empty] | 0
Labor | Groundman Overhead | DS | 520 |  | 0 |  | 0 | [8 empty] | 0
Labor | Working crew Foreman Underground | DS | 80 |  | 0 |  | 0 | [8 empty] | 0
Labor | A Class Lineman Underground | DS | 80 |  | 0 |  | 0 | [8 empty] | 0
Labor | B Class Lineman Underground | DS | 80 |  | 0 |  | 0 | [8 empty] | 0
Labor | C Class Lineman Underground | DS | 80 |  | 0 |  | 0 | [8 empty] | 0
Labor | Groundman Underground | DS | 80 |  | 0 |  | 0 | [8 empty] | 0
Equipment | Pickup F250 Equivalent | DS | 12480 |  | 0 |  | N/A | [8 empty] | 0
Equipment | Service Bucket 35' | DS | 6240 |  | 0 |  | N/A | [8 empty] | 0
Equipment | Digger Derrick 45' | DS | 6240 |  | 0 |  | N/A | [8 empty] | 0
Equipment | Bucket Truck 55' | DS | 6240 |  | 0 |  | N/A | [8 empty] | 0
Equipment | Pole Trailer | DS | 3120 |  | 0 |  | N/A | [8 empty] | 0
Equipment | Wire puller and tensioner | DS | 200 |  | 0 |  | N/A | [8 empty] | 0
Equipment | Backhoe and trailer | DS | 80 |  | 0 |  | N/A | [8 empty] | 0
Equipment | Traffic Control | DS | 80 |  | 0 |  | N/A
Equipment | Mats | DS | 80 |  | 0 |  | N/A
Notes to Bidders
1. All Conductor Attachment Units are included as a part of the Insulator Hardware Compatible Unit.
2. All Conductor "Transfer" Units are included as part of the "Install/Remove" Insulator Compatible Units.
3. All "Transfers" of Luminaire Compatible Units are included as part of the Lighting Bracket Compatible Unit.
4. All Traffic Control is to be billed seperately at actual costs plus 10%.
5. POLEHOLD is used to hold a pole for 1 Day
6. NOAUGERD is for 1 foot of additional Depth for pole hole